## Sheet1
Electric Cable Single Core Size: 1 X 95 Rm, NYY | 22B/147 | Meter | Electrical
Electric Cable 1 X 120 RM | 22B/147A | Meter | Electrical
Electric Cable 1 X 630 RM NYY | 22B/147B | Meter | Electrical
Electric Cable 1X 70 rm NYY | 22B/148 | Meter | Electrical
Single Core 1X19/.064 P.V.C. Cable 660 V Grade | 22B/149 | Meter | Electrical
Electric Cable NYY 1 X 1.5 RM. | 22B/152 | Meter | Electrical
Electric Cable BYA 1 X 1.5 RM. | 22B/152A | Meter | Electrical
Electric Cable NYY 1 X 2.5 RM. | 22B/153 | Meter | Electrical
P.V.C. Insulated PVC Sheathed NYY Cable 1 X 16 rm. | 22B/154 | Meter | Electrical
Electric Cable BYA 1 X 2.5 RM. | 22B/154B | Meter | Electrical
P.V.C. Insulated PVC Sheathed NYY Cable 1 X 25 RM | 22B/156 | Meter | Electrical
P.V.C. Insulated PVC Sheathed NYY Cable 1 X 35 RM | 22B/156A | Meter | Electrical
Heat Proof Cable 1 X 7/.029 | 22B/164 | Meter | Electrical
Earthing Cable 1X 420/.02946 mm | 22B/164A | Meter | Electrical
Heat Proof Cable 1 X 4 RM | 22B/164B | Meter | Electrical
P.V.C Cable 1 X 3/.036 | 22B/170 | Meter | Electrical
Electric Cable 1 X 3/.029 | 22B/194 | Meter | Electrical
Twisted Plastic Cable 2 X 23/.0076 | 22B/206 | Meter | Electrical
Multi Strand Cable 1 X 4 Rm | 22B/235A | Meter | Electrical
Cable NYY 2 X 10 m.m | 22B/307 | Meter | Electrical
Cable NYY 2 X 6 m.m | 22B/311 | Meter | Electrical
Cable NYY 2 X 1.5 m.m | 22B/314 | Meter | Electrical
Cable NYY 2 X 1.5 m.m with Screen | 22B/314A | Meter | Electrical
Cable NYY 2 X 2.5 m.m Meter | 22B/315 | Meter | Electrical
Cable NYY 2 X 2.5 m.m with Screen | 22B/315A | Meter | Electrical
Cable NYY 2 X 3 RM (BYFY) | 22B/315B | Meter | Electrical
Screen Cable 2 X 4 Rm | 22B/316A | Meter | Electrical
Cable NYY 2 X 4 m.m | 22B/317 | Meter | Electrical
Electric Cable 2 X 4.5 RM (BYFY) | 22B/317A | Meter | Electrical
Telephone Cable Drop Wire Cable 2X.09 | 22B/29 | Meter | Electrical
Under Ground Cable 20 Core | 22B/222B | Meter | Electrical
Electrical Underground Cable PVC Type: NYY 1 X 500 Rm | 22B/224B | Meter | Electrical
Electric Underground Cable Size: 1 X 6 Rm (NYY) | 22B/235B | Meter | Electrical
P.V.C Under ground 4 Core Calbe 4 X 4 Sqm/m` | 22B/251 | Meter | Electrical
P. V. C Sheathed Under Ground Cable. NYF6BY TOVDE 0271 X 369/600/1000 Volts Size: 3 X 70 Sqm/ 35 RM | 22B/288 | Meter | Electrical
Under Ground Cable NYFGBY (3 X 50 SM/1 X 25 RM) | 22B/301A | Meter | Electrical
Under Ground Cable 3 X 95 Sq m/ 1 X 50 Rm | 22B/366 | Meter | Electrical
Under Ground Cable NYY 4 X 50 Sm (NYFBbY) | 22B/370B | Meter | Electrical
Under Ground Cable NYY 4 X 70 Sm (NYFBbY) | 22B/370C | Meter | Electrical
Flexible Water Proof White LED Strip Light Bulb | 22B/685D | No. | Electrical
Electric Color Bulb (LED) 0-5 Watt | 22B/699 | No. | Electrical
Electric Bulb 0 W. Red+ Green+ Yellow) | 22B/700 | No. | Electrical
Electric Bulb 40-65 Watt, 220Volt, AC, Hear Type (Kvb UvBc) | 22B/701 | No. | Electrical
Electric Bulb 30-40 Watt, 24 Volt, DC, Hear Type (Kvb UvBc) | 22B/702 | No. | Electrical
Electric Clear Bulb-5 Watt | 22B/705 | No. | Electrical
Electric Clear Bulb-0 Watt (Small Size) | 22B/705A | No. | Electrical
Electric Clear Bulb-15 Watt | 22B/706 | No. | Electrical
Electric Bulb 25 Watt Pin Type | 22B/707 | No. | Electrical
Electric Bulb 40 Watt Pin Type | 22B/708 | No. | Electrical
Electric Bulb 60 Watt Pin Type | 22B/709 | No. | Electrical
Electric Bulb 75 Watt Pin Type | 22B/710 | No. | Electrical
Electric Bulb 100 Watt. | 22B/711 | No. | Electrical
Color Electric Bulb 100 Watt. | 22B/711A | No. | Electrical
Electric Bulb 200 Watt. (220 Volt) | 22B/712 | No. | Electrical
Electric Bulb 300 Watt. (220 Volt) | 22B/713 | No. | Electrical
Electric Bulb 250 Watt. (150 Volt) | 22B/714 | No. | Electrical
Electric Bulb 40 W. Pin Type, Cylindrical Type | 22B/715 | No. | Electrical
Electric Bulbs 110Volt, DC, 300 Watt, | 22B/719A | No. | Electrical
Refrigerator Bulb, 220V, 25 Watt. | 22B/729 | No. | Electrical
Pigging Type Bulb Single Point Single 6.5 V. 15A. | 22B/733 | No. | Electrical
Indicating Bulb for Navigation Plant 12V. | 22B/734 | No. | Electrical
Indicating Bulb for Navigation Plant 6.2 V. | 22B/735 | No. | Electrical
Electric Bulb 10 Watt, Pin Type | 22B/736 | No. | Electrical
Electric Bulb 100 Watt Screw Type | 22B/742 | No. | Electrical
Electric Bulb 200 Watt Screw Type | 22B/743 | No. | Electrical
Electric Bulb 300 Watt Screw Type | 22B/744 | No. | Electrical
Electric Bulb 500 W. 200V.Screw Type | 22B/745 | No. | Electrical
Morich Bati With Bulb Holder | 22B/749 | No. | Electrical
Master Bulb For Morich Bati | 22B/749A | No. | Electrical
LED Bulb (Red) | 22B/749B | No. | Electrical
LED Bulb (Red) 1.5 Volt (For Digital Watch) | 22B/749E | No. | Electrical
Electric Bulb 110V. 40 W. Pin Type | 22B/763 | No. | Electrical
Electric Bulb 110V. 60 W. Pin Type | 22B/764 | No. | Electrical
Electric Bulb110V. 100 Watt Pin Type | 22B/765 | No. | Electrical
Electric Bulb110V. 200 Watt Pin Type | 22B/766 | No. | Electrical
Indicator Bulb Input 115 Volts (Small Size) | 22B/776 | No. | Electrical
Indicator Bulb Screw Type 115 Volts (Small Size) | 22B/777 | No. | Electrical
Pin Type Single Point Bulb 12 Volt | 22B/778 | No. | Electrical
Electric Bulb 12 V. 5 Watt Pin Type | 22B/780 | No. | Electrical
Electric Bulb 12 Volt 50/32 | 22B/785 | No. | Electrical
Electric Bulb 24 V. 5 Watt. With Holder | 22B/789A | No. | Electrical
Electric Bulb 24 V. 20 Watt. Screw Type | 22B/790 | No. | Electrical
Electric Bulb 24 V. 5 Watt. Screw Type | 22B/790A | No. | Electrical
Electric Bulb 24 V. 1 Watt. | 22B/790B | No. | Electrical
Electric Bulb 24 V. 15 Watt. B. C. | 22B/791 | No. | Electrical
Electric Bulb 24 V. 20 Watt. B. C. | 22B/792 | No. | Electrical
Electric Bulb 24 V. 25 Watt. Pin Type | 22B/793 | No. | Electrical
Electric Bulb 24 V. 25 Watt. Small Size | 22B/793A | No. | Electrical
Electric Bulb 24 V.30 W D.C Screw Type | 22B/794 | No. | Electrical
Electric Bulb 24 V.60 W D.C Screw Type | 22B/795 | No. | Electrical
Electric Bulb 24 V.100 W D.C Screw Type | 22B/796 | No. | Electrical
Electric Bulb 24 V. 150 Watt D.C Screw Type | 22B/797 | No. | Electrical
Electric Bulb 24 V. 40/45 Watt D.C Screw Type | 22B/798 | No. | Electrical
Electric Bulb 24 V. 5 Watt D.C Screw Type | 22B/799 | No. | Electrical
Electric Bulb, 24 V. 2.8 W. Screw Type | 22B/801 | No. | Electrical
Electric Bulb, 24 V. 2.8 W. Screw Type | 22B/802 | No. | Electrical
Indicator Bulb 24 Volts 20-30 Watt. | 22B/803 | No. | Electrical
Indicator Bulb 220 Volts | 22B/803A | No. | Electrical
Indicator Lamp 220 Volts (Red + Blue) | 22B/803B | No. | Electrical
Indicator Light 12 Volts 220 Volts. | 22B/804A | No. | Electrical
Electric Bulb 24 Volt.3 Watt. | 22B/812 | No. | Electrical
Electric Bulb 24 Volt.3 Watt. | 22B/813 | No. | Electrical
Electric Bulb Single Point 24 Volt, DC 20-25W | 22B/814 | No. | Electrical
Electric Bulb Ges Atlas 65Volt 1000 Watt | 22B/815 | No. | Electrical
Electric Bulb 24 Volt, 25/40 Watt, Screw Type | 22B/816 | No. | Electrical
Electric Bulb 24 Volt, 25/30 Watt, Screw Type | 22B/817 | No. | Electrical
Electric Bulb 24 Volt, 10 Watt | 22B/818 | No. | Electrical
LED Bulb 5-7 Watt, 220 Volt, Screw Type | 22B/819C | No. | Electrical
LED Bulb 5-7 Watt, 24 Volt, Screw Type | 22B/819D | No. | Electrical
Electric Bulb Ges Atlas 110 Volt 1000 Watt | 22B/820 | No. | Electrical
Electric Bulb 24 Volt, Double Point | 22B/821 | No. | Electrical
Mercury Bulb 250 Watt 230 Volt, Screw Type | 22B/822 | No. | Electrical
Halogen Bulb 230 Volt 300 Watt. | 22B/825 | No. | Electrical
Halogen Bulb 1000 Watt. | 22B/825D | No. | Electrical
Halogen Bulb 150 Watt. | 22B/825E | No. | Electrical
Halogen Bulb 300 Watt. | 22B/825F | No. | Electrical
Bulb 12 Volt. DC for Aldish Light. | 22B/875A | No. | Electrical
Electric Bulb Screw Type-15 Watt for Refrigerant | 22B/721 | No. | Electrical
LED Bulb 5-10 Watt, Screwy Type | 22B/703 | No. | Electrical
Energy Bulb 5-7 Watt, Screw Type | 22B/736A | No. | Electrical
Lamp Bulbs 230Volt, 25 Watt, Pakistan Made B. C. Clear G. L. S. “OSRAN” | 22B/716 | No. | Electrical
Lamp Bulbs 230Volt, 40 Watt, Pakistan Made B. C. Clear G. L. S. “OSRAN” | 22B/717 | No. | Electrical
Lamp Bulbs 230Volt, 60 Watt, Pakistan Made B. C. Clear G. L. S. “OSRAN” | 22B/718 | No. | Electrical
Lamp Bulbs 230Volt, 100 Watt, Pakistan Made B. C. Clear G. L. S. “OSRAN” | 22B/719 | No. | Electrical
Lamp Bulbs 230Volt, 05 Watt (Frosted) | 22B/720 | No. | Electrical
Lamp Bulbs 230Volt, 12 Watt (Frosted) | 22B/720A | No. | Electrical
Lamp Bulbs 230Volt, 15 Watt (Frosted) | 22B/721 | No. | Electrical
Lamp Bulbs 230Volt, 25 Watt (Frosted) | 22B/722 | No. | Electrical
Lamp Bulbs 230Volt, 40 Watt (Frosted) | 22B/723 | No. | Electrical
Lamp Bulbs 230Volt, 60 Watt (Frosted) | 22B/724 | No. | Electrical
Lamp Bulbs 230Volt, 75 Watt (Frosted) | 22B/725 | No. | Electrical
Lamp Bulbs 230Volt, 100 Watt (Frosted) | 22B/726 | No. | Electrical
Lamp Bulbs 230Volt, 200 Watt (Frosted) | 22B/727 | No. | Electrical
Lamp Bulbs 230Volt, 300 Watt (Frosted) | 22B/728 | No. | Electrical
Lamp Bulbs 220/230Volt, 15 Watt (Pigmy Type Clear) | 22B/730 | No. | Electrical
Lamp Bulbs 24 Volt, DC, Small Size, 5 W. | 22B/731 | No. | Electrical
Lamp Bulb for Hydraulic Shear Cutting Machine, 24 Volt, 32 Watt. | 22B/732 | No. | Electrical
Lamp Bulb 15 Watt 230 Volts (Screw Type) | 22B/737 | No. | Electrical
Lamp Bulb 25 Watt 230 Volts (Screw Type) | 22B/738 | No. | Electrical
Lamp Bulb 40 Watt 230 Volts (Screw Type) | 22B/739 | No. | Electrical
Lamp Bulb 60 Watt 230 Volts (Screw Type) | 22B/740 | No. | Electrical
Lamp Bulb 75 Watt 230 Volts (Screw Type) | 22B/741 | No. | Electrical
Lamp Bulb 150 Watt 230 Volts (Screw Type) | 22B/746 | No. | Electrical
Lamp Bulb 1000 Watt 230 Volts (Screw Type) | 22B/747 | No. | Electrical
Focus Lamp | 22B/749C | No. | Electrical
Indicator Lamp/Bulb Pin Type, 220Volts (Small Size) | 22B/750 | No. | Electrical
Indicator Lamp/Bulb Screw Type, 18 Volts 11 Amps, 2 Watt. | 22B/750A | No. | Electrical
Lamp Bulb Color, 230Volt, 5 Watt | 22B/751 | No. | Electrical
Lamp Bulb Color, 230Volt, 15 Watt | 22B/752 | No. | Electrical
Lamp Bulb Color, 230Volt, 25 Watt | 22B/753 | No. | Electrical
Lamp Bulb Color, 230Volt, 40 Watt | 22B/754 | No. | Electrical
Lamp Bulb Color, 230Volt, 60 Watt | 22B/755 | No. | Electrical
Lamp Bulb Color, 230Volt, 75 Watt | 22B/756 | No. | Electrical
Lamp Bulb Color, 230Volt, 100 Watt | 22B/757 | No. | Electrical
Lamp Bulb Color, 230Volt, 200 Watt | 22B/758 | No. | Electrical
Lamp Bulb Color, 230Volt, 300 Watt | 22B/759 | No. | Electrical
Indicating Lamp 230 Volt, 0 Watt AC, With Holder | 22B/760 | No. | Electrical
Lamp Bulb, 230Volt, 25 Watt, Pin Type Cylindical | 22B/761 | No. | Electrical
Lamp Bulbs 110V. 25 Watt, (Clear) | 22B/762 | No. | Electrical
Red Signal Lamp 24 Volt. | 22B/768 | No. | Electrical
Lamp Bulbs 6V. 5 Watt, (B.C.) | 22B/769 | No. | Electrical
Lamp Bulbs 6V. 6 Watt, (B.C.) | 22B/770 | No. | Electrical
Lamp Bulbs 6V. 18 Watt, (B.C.) | 22B/771 | No. | Electrical
Lamp Bulbs 6V. 20/5 Watt, (B.C.) | 22B/772 | No. | Electrical
Lamp Bulbs 6V. 25 Watt, (B.C.) | 22B/773 | No. | Electrical
Lamp Bulbs 6V. 40 Watt, (B.C.) | 22B/774 | No. | Electrical
Lamp Bulbs Pin Type Single Point 6.3-8.3 Volt, 1 Watt | 22B/775 | No. | Electrical
Lamp Bulbs 12V. 21 Watt | 22B/779 | No. | Electrical
Lamp Bulbs 12V. 6 Watt, (B.C.) | 22B/781 | No. | Electrical
Lamp Bulbs 12V. 15 Watt, (B.C.) | 22B/782 | No. | Electrical
Lamp Bulbs 12V. 25 Watt, (B.C.) | 22B/783 | No. | Electrical
Lamp Bulbs 12V. 36 Watt, (B.C.) | 22B/784 | No. | Electrical
Lamp Bulbs 12V. 60 Watt, (B.C.) | 22B/786 | No. | Electrical
Lamp Bulbs 12V. 6/21 Watt, (B.C.) | 22B/787 | No. | Electrical
Lamp Bulbs 12V. 24 Watt, (B.C.) | 22B/788 | No. | Electrical
Lamp Bulbs 24V. DC, 5 Watt with Holder | 22B/789 | No. | Electrical
Lamp Bulb 24 Volt, 36 Watt. | 22B/800 | No. | Electrical
Halogen Lamp Bulb-1000 Watt. | 22B/823 | No. | Electrical
Stage Ledger Light | 22B/749D | No. | Electrical
Indicator Light 6 Volt- 7.50 Volt | 22B/767 | No. | Electrical
Search Light Bulb 500 Watt 24 Volt | 22B/832 | No. | Electrical
Search Light Bulb 1000 Watt 24 Volt | 22B/832A | No. | Electrical
Search Light Bulb 24V. 200 Watt. | 22B/807 | No. | Electrical
Search Light Bulb 24V. 150 Watt. | 22B/808 | No. | Electrical
Search Light Bulb 12V. 150 Watt. | 22B/809 | No. | Electrical
Search Light Bulb 24 Volt, 250 Watt. S/Type | 22B/811 | No. | Electrical
Search Light Bulb 300 Watt. S/Type | 22B/811A | No. | Electrical
Search Light Bulb 24 Volt, 250 Watt. P/Type | 22B/819 | No. | Electrical
Metal HA Light Bulb. 1000 W. | 22B/825B | No. | Electrical
Metal HA Light Bulb. 250/400 W. Big Size | 22B/825C | No. | Electrical
NUC Light 24 Volt | 22B/826 | No. | Electrical
Energy Saving Bulb-23 Walt S/T | 22B/826A | No. | Electrical
Search Light Bulb.1000 W. | 22B/829 | No. | Electrical
Search Light Bulb, 120 V, DC, 2000 Watt. Pin Type | 22B/840A | No. | Electrical
Search Light 300/500 Watt Bulb, 24 Volts | 22B/1810 | No. | Electrical
Plastic Fluorescent Light Guard | 22B/888 | No. | Electrical
Energy Bulb 5-7 Watt Screw Type. | 22B/736A | No. | Electrical
Energy Bulb 14 Watt Pin Type 220 V. | 22B/817A | No. | Electrical
Energy Bulb 14 Watt Screw Type | 22B/819A | No. | Electrical
Energy Bulb 11 Watt Screw Type | 22B/819B | No. | Electrical
Energy Saving Bulb 23 Walt | 22B/823A | No. | Electrical
Energy Bulb 23 Watt with Brass Holder, Pin Type | 22B/823B | No. | Electrical
Energy Saving Bulb 65 W. 220 Volts. | 22B/825A | No. | Electrical
Energy Bulb 9 Watt, 220 Volts | 22B/1801 | No. | Electrical
Round Tube Light Complete Set (Ceiling/ Dish Light) | 22B/678 | Set | Electrical
Double Tube-1’ | 22B/681 | No. | Electrical
Ceiling Lover Tube Shade (4’ X 4’) | 22B/688 | Set | Electrical
Tube Light Shade Double Set, 4’-40 Watt. Complete Set. | 22B/842 | Set | Electrical
Single Tube Light Shade Complete Set with choke, Tube, Starter, Holder. | 22B/859A | Set | Electrical
Double Tube Light Shade Comp. | 22B/861 | Set | Electrical
Single Tube Light Shade 20 W. Comp. (2’ Size) | 22B/861A | Set | Electrical
Roof Light Complete (Round Tube + Choke + Starter) | 22B/862 | Set | Electrical
Double Tube Light Shade 2-20 W. Complete Set (Ships Store) | 22B/862A | Set | Electrical
Tube Light shade 2’ Complete | 22B/892 | Set | Electrical
Tube Light Shade for 2 Feet Tube light Fitting with milky white cellulite perplex Sheet. | 22B/891 | Set | Electrical
Tube Light Casing for -4' Tube | 22B/904 | No. | Electrical
Tube Light Complete Set-4'-40 Watt. (Double) | 22B/904A | Set | Electrical
Tube Light Complete Set with Glass 4' 40 Watt Double Tube | 22B/965 | Set | Electrical
Tube Light Complete Set with Glass 4' 40 Watt Double Tube (Ships Store) | 22B/966 | Set | Electrical
Roof Round Tube Light 30W. Out Dia6”- 9 Ñ Ñ | 22B/1346 | No. | Electrical
Tube Light Fluorescent-4’ Long 40 Watt | 22B/1347 | No. | Electrical
Tube Light T-5 Model -4’ Long 28 Watt | 22B/1347A | No. | Electrical
Tube Light Fluorescent-4’ Long 40 Watt, with Reflecor Guard Complete Set. | 22B/1348 | Set | Electrical
Tube Light 2 Feet 20 Watt | 22B/1356 | No. | Electrical
Tube Light T-5 Model -2’ Long 14 Watt | 22B/1356B | No. | Electrical
Tube Light Starter Holder (3 Pcs in a Set) | 22B/1805 | Set | Electrical
Round Tube Light Complete Set With Tube 9” dia/ 12” | 22B/1886 | Set | Electrical
Squire Light (Tube) Complete Set | 22B/1890 | Set | Electrical
Round Light Double Point Brass Holder Complete | 22B/1909 | Set | Electrical
Table Light 8 Watt | 22B/1368 | No. | Electrical
Metal Light Guard for 2’-20 Watt Tube Light | 22B/1764 | No. | Electrical
Cealling Tube Light Shad Complete-4' (Luver Tube Light Set) | 22B/862B | No. | Electrical
Globe Shade-6” with Carrer | 22B/545 | No. | Electrical
Globe Hade-6” without Carrer | 22B/547 | No. | Electrical
Globe Shade-9” with Carrer | 22B/548 | No. | Electrical
Garden Light Complete Set. | 22B/675 | Set | Electrical
Garden Light Complete Set6” (Color without Bulb | 22B/675A | Set | Electrical
Glove Light Shade Complete Set 10" with 23 watt. Energy bulb (Water Color) | 22B/676 | Set | Electrical
Gate Light Metal Body Complete Set | 22B/682 | Set | Electrical
Glove Light Shade with Energy Bulb Complete Set 23 W. Bulb 220 V. | 22B/748A | Set | Electrical
Glove Light Shade Complete Set 10"-12" Screw Type Holder | 22B/748B | Set | Electrical
LED Garden Light Complete Set-2' Size, 40 Watt | 22B/675B | Set | Electrical
Energy Light Shade Without Light 65 Watt Size (REB Set) | 22B/800A | Set | Electrical
Energy Light Shade Without Light 23 Watt Size (REB Set) | 22B/800B | Set | Electrical
Energy Pack Light Shade Complete Set with bulb 23 Watt. | 22B/809A | Set | Electrical
T5 Electric Energy Saving Linkable Light 8 Watt 1’ Size. | 22B/809B | No. | Electrical
Energy Bulb 65 Watt with Holder. | 22B/828A | No. | Electrical
Energy Light Complete Set with Bulb | 22B/962 | Set | Electrical
Energy Pack Light Shade Complete Set Metal body with Bulb (Patromax Type) | 22B/963 | Set | Electrical
Spot Light Complete Set) 15-23 Watt Bulb (For Fertuner) | 22B/1799 | Set | Electrical
Spot Light Complete Set | 22B/1799B | Set | Electrical
Emergency Light Cover | 22B/889 | No. | Electrical
Search Light 1000 Watt Complete Set | 22B/839 | Set | Electrical
Search Light with Holder 3000 Watt. Complete Set | 22B/839A | Set | Electrical
Search Light24 V, Complete | 22B/840A | Set | Electrical
Corner Search Light | 22B/854 | Set | Electrical
Search Light Complete Set With 500 Watt Bulb, 220 Volts (Charger Light) | 22B/1806 | Set | Electrical
Search Light Complete Set with 500 Watt Bulb | 22B/1843A | Set | Electrical
Search Light Complete Set with 200 Watt Bulb | 22B/1845A | Set | Electrical
Search Light (Marine) | 22B/1283 | Set | Electrical
Search Light 60 Watt (51/2” dia ) | 22B/1300 | Set | Electrical
LED Ceiling Light Complete Set (2’ X 2’) 30-40 Watt. | 22B/677 | Set | Electrical
LED Tube Light Complete Set Size: 4’ (Double) (36-40 Watt) | 22B/679 | Set | Electrical
LED Tube Light Complete Set Size: 2’ (Double) (18-20 Watt) | 22B/679A | Set | Electrical
LED Flexible Light With Adaptor (gmwR‡`i Rb¨) Red + Green Color. | 22B/685A | Meter | Electrical
LAD Light Complete Set 70 Watt. | 22B/870C | Set | Electrical
LED Flood Light Complete Set-150 Watt (Harmonices Brand/Nemo) | 22B/880A | Set | Electrical
LED Flood Light Complete Set-100 Watt (Harmonices Brand/Nemo) | 22B/880B | Set | Electrical
LED Ceiling Light (Round Type) 15 Watt (LED Spot Light) 220 Volt | 22B/883B | Set | Electrical
LED Spot Light- 5 Watt | 22B/883C | No. | Electrical
LED Ceiling Light (Flat/Square Type) 18 Watt (LED Spot Light) 220 Volt (Size: 9”x9”) | 22B/883D | Set | Electrical
LED Ceiling Light (Round Type) 18 Watt (LED Spot Light) 220 Volt | 22B/883E | Set | Electrical
LED Ceiling Light (Round Type) 22-24 Watt (LED Spot Light) 220 Volt | 22B/883F | Set | Electrical
LED Light Set 1’ Size | 22B/883G | No. | Electrical
LED Spot Light Complete Set-5 Watt | 22B/1799C | Set | Electrical
LED Bed Lamp Complete Set (LED Light) (Spot Light) | 22B/1875A | Set | Electrical
LED Light (Red) with Registance | 22B/1680 | Set | Electrical
LED Light (Gree) with Registance | 22B/1681 | Set | Electrical
LED Tube Light Complete Set-2' Single-20 Watt | 22B/679B | Set | Electrical
LED Double Tube Light Complete Set-1' Size | 22B/679C | Set | Electrical
Flexible Water Proof White LED Strip Light Weidth-15 mm | 22B/685B | Meter | Electrical
Flexible Water Proof White LED Strip Light Weidth-10-12 mm | 22B/685C | Meter | Electrical
LED Tube Light Set (Complete) 20 Watt, 220 Volt, 2' | 22B/861B | No. | Electrical
LED Flood Light Complete Set-200 Watt | 22B/878D | Set | Electrical
LED Flood Light Complete Set-500 Watt | 22B/878E | Set | Electrical
SMD LED Light Chips - 50 Watt (For Flood Light) | 22B/879A | No. | Electrical
LED Flood Light Complete Set-100 Watt (Without Warranty) | 22B/880C | Set | Electrical
LED Flood Light Complete Set-500 Watt | 22B/880D | Set | Electrical
Exit LED Light with Circuit | 22B/978 | No. | Electrical
LED Street Light-30 Watt AC Complete Set | 22B/980 | Set | Electrical
LED Street Light-50 Watt AC Complete Set | 22B/982 | Set | Electrical
SMD LED Light Controll Circuit (For Decorative Light) | 22B/685 E | No. | Electrical
LED Spot Color Light Water Tight | 22B/883H | No. | Electrical
LED Spot Light Water Tight 10 Watt | 22B/883I | Set | Electrical
Halogen Light Shade Complete Set. 500W | 22B/876 | Set | Electrical
Halogen Bulb Shade Flood Light with Bulb 500 Watt. | 22B/878 | Set | Electrical
Hay Metal Light Complete Set 400 W. | 22B/878A | Set | Electrical
Hay Metal Light Complete Set 1000 W. Big Size | 22B/878B | Set | Electrical
Halogen Light Complete Set. 250 Watt | 22B/878C | Set | Electrical
Halogen Light Shade 300 Watt | 22B/880 | No. | Electrical
Halogen Light Shade 24 Volt. 50/60 Watt | 22B/888A | No. | Electrical
Flood Light Complete Set. | 22B/895A | Set | Electrical
Halogen Light Complete Set | 22B/1798 | Set | Electrical
Flood Light-400 Watt, 220 Volts | 22B/1914 | Set | Electrical
LED Flood Light Complete Set-10 Watt | 22B/990 | Set | Electrical
Navigation Light Shade With Bulb. | 22B/843 | Set | Electrical
Navigation Light Set | 22B/1790 | Set | Electrical
Navigation Light Complete Set 220 Volts | 22B/1796 | Set | Electrical
Navigation Light Complete Set 12 Volts, 21 Watt | 22B/1796A | Set | Electrical
Navigation Light (Starn) Complete Set 220 Volts. | 22B/1797 | Set | Electrical
Navigation Light (Starn) Complete Set 12 Volts. 21 Watt. | 22B/1797A | Set | Electrical
Navigation Light Complete Set with Bulb, 220 Volts AC, 24 Volts DC | 22B/1811A | Set | Electrical
Must Navigation Light Complete Set. (Big Size) | 22B/1842 | Set | Electrical
Navigation Light Complete Set. Green Glass Wih Back Cover AC-DC Double Set. | 22B/1864 | Set | Electrical
Navigation Light Complete Set. Different Colour -220+24 volts (RED+Green+ White) | 22B/1864A | Set | Electrical
Navigation Light Complete Set. white Glass with Back cover AC, DC, Double Set | 22B/1865 | Set | Electrical
Navigation Light Complete Set. Red Glass with Back cover AC, DC, Double Set | 22B/1866 | Set | Electrical
Navigation Light Complete Set. Round Type White Glass AC, DC, Double Set (Ships Store) | 22B/1867 | Set | Electrical
Navigation Light Complete Set. White Glass Single Set, Round Type 220 Volts, AC, | 22B/1868 | Set | Electrical
Charger Light (Double Tube) Size-1’ | 22B/946 | Set | Electrical
Emergency Light Complete Set 24 Volt, DC, 30 Watt Size: 2’ | 22B/946A | Set | Electrical
Portable Charger Tube Light | 22B/947 | Set | Electrical
Wall Mounted Charger | 22B/947A | No. | Electrical
Rechargeable Emergency LED Sun Light with Solar Charger (for Power House) | 22B/970 | Set | Electrical
Rechargeable Emergency LED Light (13”) (16 Watt) | 22B/971 | Set | Electrical
Re-chargeable Tube Light 1 Feet 12 Volt | 22B/1356A | No. | Electrical
Eastern Light 24 Volt Red/White Signal Bulb With Holder. | 22B/830 | Set | Electrical
Anchor Light Complete Set with 2 Pin Type Holder | 22B/1773 | Set | Electrical
Port Light Complete Set With 2 Pin Type Hoder 220Volts, AC, 24 Volt DC Red Glass | 22B/1775 | Set | Electrical
Stemming Light Complete Set With 2 Pin Holder 220Volts AC, 24 Volt DC (White) | 22B/1777 | Set | Electrical
Overtaking Light Complete Set Pin Type Holder 220Volts 24 Volt DC | 22B/1780 | Set | Electrical
Anchore Light Complete Set 24 Volt DC Pin Type Holder Small Size | 22B/1783 | Set | Electrical
Anchore Light Complete Set 24 Volt DC Pin Type Holder Big Size | 22B/1784 | Set | Electrical
Stbd Bow Light Complete Set with Pin Type Holder 220 Volts AC, 24 Volts DC Green Glass | 22B/1785 | Set | Electrical
FWD Anchor Light Complete Set (Small Size) | 22B/1787 | Set | Electrical
AFT Anchor Light Complete Set (2 in 1) | 22B/1789 | Set | Electrical
Port Red & Stbd Blue Bow Light Shade (Blue Glass) Complete Set 110 Volts 24 Volts. | 22B/1791 | Set | Electrical
Steaming & Overtaking Light White Double (2 in 1) Complete Set 110 Volts 24 Volts. | 22B/1792 | Set | Electrical
AC & DC Combined Stern Light Complete Set AFT & FWD | 22B/1873 | Set | Electrical
Table Lamp Wooden | 22B/1329 | No. | Electrical
Table Lamp Iron Complete | 22B/1330 | No. | Electrical
Table Lamp Wooden without shade | 22B/1331 | No. | Electrical
Table Lamp Mirror (Big Size) | 22B/1332 | No. | Electrical
Bed Lamp With Holder Bulb and Bed Switch | 22B/1333 | Set | Electrical
Table Lamp (‰Zj PvwjZ) | 22B/1334 | No. | Electrical
Chart Table Lamp Flexible Handle Bulb And Switch | 22B/1339 | Set | Electrical
Bulk Head Light Complete set with bulb | 22B/895 | Set | Electrical
" U" Type Light Red + Green | 22B/926A | Set | Electrical
" U" Type Bulkhead Medium Light Complete | 22B/927 | Set | Electrical
" U" Type Bulkhead Light Complete 24 Volt | 22B/927A | Set | Electrical
Police Light Complete Set with “U” Glass Pin Type Holder 110 Volts | 22B/1771 | Set | Electrical
Bulk Head Light 'U' Type Complete Set. XL Size | 22B/1804 | Set | Electrical
Complete Light Shad “U” Type Set. white + red + blue | 22B/1870 | Set | Electrical
Wall Bracket Light Complete Set ( 1 Way) Energy Saving Bulb) | 22B/683 | Set | Electrical
Wall Bracket Light Set (2 Way) | 22B/683A | Set | Electrical
Chandelier (Svo evwZ) | 22B/684 | Set | Electrical
SMD Light | 22B/685 | Meter | Electrical
Stage Light Complete Set. (Av‡jvK m¾v jvBU) | 22B/687 | Set | Electrical
Mercury Bulb with Holder and Shade | 22B/827 | No. | Electrical
Mercury Shade | 22B/827A | No. | Electrical
Masthead Light 24 Volt, Complete | 22B/828 | No. | Electrical
Lamp Shades Plastic | 22B/833 | No. | Electrical
Lamp Shades Enamel | 22B/834 | No. | Electrical
Lamp Shades Aluminium | 22B/835 | No. | Electrical
Pilot Light (Glass Red/White) | 22B/838 | No. | Electrical
Lamp Inspection Complete | 22B/841 | No. | Electrical
Dish Light Complete Set Round Type 220Volt + 24 Volt With Holder Double Point. | 22B/843A | Set | Electrical
Desk Light | 22B/844A | No. | Electrical
Lead Lamp (Hand Light) Complete (Ships Store) 25 Mtr Cable, 2 Pin Plug, Bulb. | 22B/845 | Set | Electrical
VIP Light Shade | 22B/852 | No. | Electrical
Oil Glass Light Complete Set | 22B/856 | Set | Electrical
Security Light Complete With Bulb 100 Watt | 22B/857 | Set | Electrical
Berth Light 220 Volt 40 Watt | 22B/858 | No. | Electrical
Bulk Head Light Fitting (LµRf V¡Cf) | 22B/859 | No. | Electrical
Single Tube Light Shade Comp. | 22B/860 | No. | Electrical
Signal Light Complete Set 25 Watt 280 Volt. | 22B/863 | Set | Electrical
Single Tube Light Shade 2’, 20 Watt. | 22B/864A | Set | Electrical
Lamp Shades Double | 22B/870 | Set | Electrical
Alde’s Lamp, 25 Volt DC, Bulb-60 W. | 22B/870B | Set | Electrical
Lamp Shade Big for Single Bulb. | 22B/871 | No. | Electrical
Lamp Shade Small for Single Bulb. | 22B/872 | No. | Electrical
Lamp Shade Complete set for Single Holder | 22B/873 | Set | Electrical
Lamp Shade Reflected Screw Type | 22B/874 | No. | Electrical
Lamp Shade Single. | 22B/875 | No. | Electrical
Hand Lamp Complete Set (Cable + Plug &Bulb) | 22B/881 | Set | Electrical
Ceiling Light Complete With Holder | 22B/883 | Set | Electrical
Ceiling Light Complete 24 Volt | 22B/883A | Set | Electrical
Mirror Light Complete Set (Single) | 22B/885 | Set | Electrical
Mirror Light Complete Set (Double) | 22B/885A | Set | Electrical
Light Shade Big | 22B/886 | No. | Electrical
Fluorescent Light Shade Complete without Bulb | 22B/887 | No. | Electrical
Lead Lamp/Hand Lamp With Wooden Handle + Holder + Goard | 22B/488 | Set | Electrical
Roof Light Fittings Complete With Bulbs | 22B/893 | Set | Electrical
Deck Light Complete Set 60 Watt Bulbs | 22B/893A | Set | Electrical
Head Light Complete Set 24 Volt. | 22B/894 | Set | Electrical
DC Light Complete | 22B/967 | Set | Electrical
Ceiling Hanging Light Complete Set (For MD Banglo) | 22B/974 | Set | Electrical
Circular Fluorescent Lamp 32 W. T-9/12 | 22B/1346A | No. | Electrical
Fluorescent Light QNB 120 Watt, 220 Volt | 22B/1355 | No. | Electrical
Indication Lamp 24 Volt DC | 22B/1767 | No. | Electrical
NUC (Not Under Command) Complete Set (R+W+Y) Color | 22B/1769 | Set | Electrical
Indicator Lamp-24 Volts | 22B/1795 | No. | Electrical
Ambulance Light With Horn | 22B/1798A | Set | Electrical
Ambulance Light (Red Becon Light) | 22B/1798B | No. | Electrical
Red Bikon Light-24 Volt (Ambulance) | 22B/1799A | No. | Electrical
Must Head Light (Red) 220 Volts AC, 24 Volts DC | 22B/1812 | Set | Electrical
Main Must Light Big Size 24 Volts. | 22B/1812A | Set | Electrical
Bed Lamp 220 Volts AC | 22B/1875 | No. | Electrical
Table Lamp-13 Watt, 220 Volts. | 22B/1895 | No. | Electrical
Indicator Lamp-24 Volt (Small Size) | 22B/1903 | No. | Electrical
Piano Type Signal Light 220 Volts. | 22B/1213A | No. | Electrical
Light Guard For 60W./100 W Bulb | 22B/907 | No. | Electrical
Special Ceiling Light | 22B/1886A | Set | Electrical
Smart LED Pannel Light-18 Watt | 22B/683B | Set | Electrical
LED Pannel Light Complete Set-12 Watt, Square Type (RFL) | 22B/683C | Set | Electrical
Indicator- 440 Volt for Auxiliary Pump | 22B/803C | No. | Electrical
Aldish Light Complete Set 12/24 Volts | 22B/870A | pc | Electrical
Flashing Light With Alarm Voltage: 24 Volt DC | 22B/975 | Set | Electrical
LED Round Type Light with Circuit (As per sample) | 22B/977 | No. | Electrical
Solar Street Light-20 Watt Complete Set | 22B/979 | Set | Electrical
Lightning Protection System Complete Set (With Installation) | 22B/988 | Set | Electrical
DC Bulb with Holder 24 Volt | 22B/870D | Set | Electrical
Emergency Stop Light, Two way, 10 Watt, Backup time120 minite | 22B/972 | Set | Electrical
Push Button Switch-5 Amps | 22B/40 | No. | Electrical
Push Switch-5A | 22B/127 | No. | Electrical
On-OFF Push Switch-100 Amps. | 22B/906 | No. | Electrical
Push | 22B/995 | No. | Electrical
Push Switch | 22B/996 | No. | Electrical
Push Switch 5 Amps 1 Way | 22B/1207 | No. | Electrical
Push Switch 5 Amps 2 Way | 22B/1208 | No. | Electrical
Push Type On Switch 220 Volt 6 Amps | 22B/1216 | No. | Electrical
Push Type OFF Switch 220 Volt 6 Amps | 22B/1217 | No. | Electrical
Push Switch 25 Amps Round Type | 22B/1217A | No. | Electrical
Push Switch Button (Plastic) | 22B/1228 | No. | Electrical
Switch OFF- ON Push Switch 15 Amps | 22B/1250 | No. | Electrical
Switch OFF- ON Push Switch 10 Amps | 22B/1250A | No. | Electrical
Rotary Switch 25 Amps | 22B/1258 | No. | Electrical
Push Switch 10 Amps, 24 Volts, DC | 22B/1298A | No. | Electrical
Ignition Start Switch Piano Type Push Button Switch 6 Amps 250 volts | 22B/1303 | No. | Electrical
Select Push (Automatic) | 22B/1305 | No. | Electrical
Forward Reserse OFF with Push Switch Water Light | 22B/1306 | No. | Electrical
Motor Clamp Switch | 22B/1307B | No. | Electrical
Push Switch 24 Volt 25-30 Amps. | 22B/1397 | No. | Electrical
Push Switch 12 Volt 25-30 Amps. | 22B/1399 | No. | Electrical
POE Switch 05 Port (Push Switch) for CC Camera | 22B/1430 | No. | Electrical
ON-OFF Push Switch with Indicator | 22B/1825 | No. | Electrical
Push Switch Water Tight, 220 Volts. | 22B/1825A | No. | Electrical
Engine Push Switch-24 Volt, 20 Amps | 22B/1833 | No. | Electrical
Push Switch 5 Amps | 22B/1852 | No. | Electrical
Indicator Push Switch 30 Volt 2 Watt | 22B/1853 | No. | Electrical
Indicator Push Switch (C. T) 30 Volt 2 Watt | 22B/1854 | No. | Electrical
Push Switch-25 Amps. | 22B/1855 | No. | Electrical
Push Switch 5-10 Amps (Marine) (Gang Type) | 22B/1891 | No. | Electrical
Push Switch 3-5 Amps (ON-OFF) | 22B/1892 | No. | Electrical
Starter Push Swithc-20 Amps | 22B/1902 | No. | Electrical
Push Switch Knobe Red 10 Amps 500 Volts | 22B/1297 | No. | Electrical
Push Switch Knobe Green 10 Amps 250 Volts | 22B/1298 | No. | Electrical
Gang Switch 6+2+2 = 10 Gang. | 22B/470 | No. | Electrical
Telephone + Dish Switch (Gang Type) | 22B/474 | No. | Electrical
Isolating Switch for Battery Line | 22B/612A | No. | Electrical
Gang Type Switch-1 Gang (For MD Office) (SIE MAX) | 22B/1124 | No. | Electrical
Gang Type Switch-2 Gang (For MD Office) (SIE MAX) | 22B/1125 | No. | Electrical
Gang Type Switch-3 Gang (For MD Office) (SIE MAX) | 22B/1126 | No. | Electrical
Gang Type Switch-4 Gang (For MD Office) (SIE MAX) | 22B/1127 | No. | Electrical
Gang Type Switch Socket Two Pin-13 Amps (For MD Office) (SIE MAX) | 22B/1128 | No. | Electrical
Gang Type Switch Socket Three Pin-15 Amps (For MD Office) (SIE MAX) | 22B/1129 | No. | Electrical
Gang Type Combined Switch Socket (For MD Office) (SIE MAX) | 22B/1130 | No. | Electrical
Gang Type Cooling Push Switch (For MD Office) (SIE MAX) | 22B/1131 | No. | Electrical
Gang Type Fan Regulator with Switch (For MD Office) (SIE MAX) | 22B/1132 | No. | Electrical
Gang Type Double Pole Switch (For AC) (SIE MAX) | 22B/1133 | No. | Electrical
Gang Type Cooling Push Switch | 22B/1144 | No. | Electrical
Gang Type Switch- 2 Gang | 22B/1145 | No. | Electrical
Gang Type Switch 2 Gang | 22B/1145A | No. | Electrical
Gang Type Switch 3 Gang | 22B/1147 | No. | Electrical
Gang Type Switch Socket Combined-10 Amps. | 22B/1148 | No. | Electrical
Gang Type Switch Socket Combined-15 Amps. | 22B/1148A | No. | Electrical
Gang Type Switch Socket 3 Pin | 22B/1149 | No. | Electrical
Gang Type Switch Four Gang | 22B/1150 | No. | Electrical
Tumbler Switch 5 Amps | 22B/1201 | No. | Electrical
Gang Switch-5-10 Amps. | 22B/1202A | No. | Electrical
Telephone + Disk Switch Gang Type | 22B/1206A | No. | Electrical
Gang Type Switch-3 Gang 2 Way (Eg) | 22B/1136 | No. | Electrical
Gang Type Switch-4 Gang 2 Way (Eg) | 22B/1137 | No. | Electrical
Gang Type Switch-1 Gang 2 Way (Eg) | 22B/1138 | No. | Electrical
Gang Type Switch-2 Gang 2 Way (Eg) | 22B/1138A | No. | Electrical
Switch Rotary | 22B/1232 | No. | Electrical
Rotary Switch 2 Pole 5 Amps | 22B/1296 | No. | Electrical
Rotary Switch 2 Pole 15 Amps 2 Pole 220 Volts | 22B/1296A | No. | Electrical
Rotary Switch 9 Pole 25 Amps 380 Volts | 22B/1296B | No. | Electrical
Rotary Switch 2 Pole 100 Amps | 22B/1296C | No. | Electrical
Rotary Change Over Switch-440 Volts | 22B/1874 | No. | Electrical
Rotary Switch 2 Step 220 Volt. | 22B/1887 | No. | Electrical
Rotary Switch 3 Step 220 Volt. | 22B/1888 | No. | Electrical
D.P. Main Switch 5 Amps. 500 Volt | 22B/896 | No. | Electrical
D.P. Main Switch 10 Amps. 500 Volt | 22B/897 | No. | Electrical
D.P. Main Switch 15 Amps. 500 Volt | 22B/898 | No. | Electrical
D.P. Main Switch 30 Amps. 500 Volt | 22B/899 | No. | Electrical
D.P. Main Switch 60 Amps. | 22B/900 | No. | Electrical
D.P. Main Switch 100 Amps. 500 Volt | 22B/901 | No. | Electrical
D.P. Main Switch 200 Amps. 500 Volt | 22B/902 | No. | Electrical
D.P. Main Switch 15 Amps. 250 Volt | 22B/903 | No. | Electrical
T.P. Main Switch 5 Amps 500 Volt | 22B/908 | No. | Electrical
T.P. Main Switch10 Amps 500 Volt | 22B/909 | No. | Electrical
T.P. Main Switch 15 Amps 500 Volt | 22B/910 | No. | Electrical
T.P. Main Switch 30 Amps 500 Volt | 22B/911 | No. | Electrical
T.P. Main Switch 60 Amps 500 Volt | 22B/912 | No. | Electrical
T.P. Main Switch 100 Amps 500 Volt | 22B/913 | No. | Electrical
T.P. Main Switch 200 Amps 500 Volt | 22B/914 | No. | Electrical
T.P. Main Switch 20 Amps 500 Volt | 22B/915 | No. | Electrical
T.P. Main Switch 300 Amps 500 Volt | 22B/916 | No. | Electrical
Tumbler Switch 5-10 Amps | 22B/1202 | No. | Electrical
Tumbler Switch 15 Amps 1 Pole | 22B/1203 | No. | Electrical
Tumbler Switch 5-Amps 2Way/Pole | 22B/1204 | No. | Electrical
Tumbler Switch 15-Amps 2Way/Pole | 22B/1206 | No. | Electrical
Tumbler Switch 15 Amps | 22B/1212 | No. | Electrical
Tumbler Switch Cover BK | 22B/1225 | No. | Electrical
Piano type Switch 5/6 Amps | 22B/1209 | No. | Electrical
Piano type Calling Push 5 Amps | 22B/1209A | No. | Electrical
Dign Dong Switch (Morse Key) | 22B/38A | No. | Electrical
Radio/Redo Band Selector Switch | 22B/125 | No. | Electrical
Connector Switch | 22B/428 | No. | Electrical
Combined Switch (Single) | 22B/462 | No. | Electrical
Combined Switch (Single) | 22B/463 | No. | Electrical
Main Switch 30 Amps. 500 Volt DC Use | 22B/905 | No. | Electrical
Starter Switch | 22B/999 | No. | Electrical
Push Switch-230 Volt, 15 Amps | 22B/1082 | No. | Electrical
Starting Push Switch -25 Amps. | 22B/1083 | No. | Electrical
Bed Switch 5 Amps | 22B/1201A | No. | Electrical
Emergency Stop Switch- 10 Amps | 22B/1204A | No. | Electrical
Floot Switch-8 Amps. | 22B/1204B | No. | Electrical
Tumbler Switch 10-Amps 2Way/Pole | 22B/1205 | No. | Electrical
Disel Generator Key Switch. | 22B/1205A | No. | Electrical
Water Tight Switch | 22B/1214 | No. | Electrical
Switch Conduit-1 Way 5 Amps | 22B/1218 | No. | Electrical
Switch Conduit-1 Way 10 Amps | 22B/1219 | No. | Electrical
Switch Conduit-1 Way 15 Amps | 22B/1220 | No. | Electrical
Switch Conduit-2 Way 5 Amps | 22B/1221 | No. | Electrical
Switch Conduit-2 Way 10 Amps | 22B/1222 | No. | Electrical
Switch Conduit-2 Way 15 Amps | 22B/1223 | No. | Electrical
Switch Conduit-3 Way 5 Amps | 22B/1224 | No. | Electrical
Switch Anthy Gron-2 Way | 22B/1227 | No. | Electrical
Switch Anthy Gron-1 Way | 22B/1226 | No. | Electrical
Off On Starting Switch 35-50 Amps | 22B/1229 | No. | Electrical
Switch 3 Heat Double Pole | 22B/1230 | No. | Electrical
Switch Relay Automatic 500 V 8 Amps | 22B/1231 | No. | Electrical
Door Switch For Refrigerator | 22B/1233 | No. | Electrical
Switch Board 10” X 8” X 21/2” | 22B/1240 | No. | Electrical
Main Switch Board Wooden 4’-6” X 3’-6” | 22B/1241 | No. | Electrical
Main Switch Board Wooden 6’ X 4” | 22B/1242 | No. | Electrical
Main Switch Board Wooden 9” X 6” | 22B/1243 | No. | Electrical
Distribution Board Wooden 18” X 12” | 22B/1244 | No. | Electrical
Switch Board Wooden 10” X 7” X 2” | 22B/1245 | No. | Electrical
Switch Board Wooden 3” X 21/2” X 2” | 22B/1246 | No. | Electrical
Over Load Switch | 22B/1248 | No. | Electrical
Thermostate Switch | 22B/1248A | No. | Electrical
Knobe Switch | 22B/1248B | No. | Electrical
Ignition Start Switch-12 Volt | 22B/1249 | No. | Electrical
Switch with Socket 2 Pin 6 Amps. | 22B/1278 | No. | Electrical
3 Pin Switch Socket 15 Amps | 22B/1282 | No. | Electrical
3 Pin Switch Socket With Plug 15 Amps. | 22B/1282A | No. | Electrical
Selector Switch 20 Amps | 22B/1288 | No. | Electrical
Start Stop Switch For 30 KW. 3Phase Type 30 HP, Motor | 22B/1299 | No. | Electrical
Toggle Switch 5/6 Amps | 22B/1308 | No. | Electrical
Toggle Switch 2 Way 10 Amps | 22B/1308A | No. | Electrical
Toggle Switch 20 Amps | 22B/1308B | No. | Electrical
Switch Data TP Link 16 Port for Computer Socket 16 Way. | 22B/1412 | No. | Electrical
On-Off Switch (for IPS) | 22B/1720 | No. | Electrical
Engine Starting Switch with Key. | 22B/1833A | No. | Electrical
ON-OFF Switch Medium (For Charger Light) | 22B/1840 | No. | Electrical
Knob Switch for Table Fan | 22B/1862 | No. | Electrical
Selector Switch 15 (As per sample) | 22B/1884 | No. | Electrical
Water Tight Switch Socket 2 Pin (Ships Store) | 22B/1893 | No. | Electrical
Water Tight Switch 15 Amps | 22B/1894 | No. | Electrical
Combined Socket Two Pin | 22B/464 | No. | Electrical
Combined Socket Three Pin | 22B/465 | No. | Electrical
Two Pin Double Combined Socket | 22B/466 | No. | Electrical
Gang Type Dish Socket | 22B/1140 | No. | Electrical
Gang Type Switch with Socket, Two Pin | 22B/1146 | No. | Electrical
Gang Type Internet Socket Type CAT-6 | 22B/1139A | No. | Electrical
Gang Type Internet Socket (SIE MAX/KHAN) | 22B/1134 | No. | Electrical
Gang Type Telephone Socket (SIE MAX/KHAN) | 22B/1135 | No. | Electrical
Piano Type 2 Pin Socket with 3 Pin Socket-15 A | 22B/958 | No. | Electrical
Piano Type 2 Pin Plug 5 Amps, Water Tight 3 Pin Plug15 A | 22B/959 | No. | Electrical
Piano Type Socket 5 Amps | 22B/1213 | No. | Electrical
TV Socket | 22B/467 | No. | Electrical
Telephone Socket | 22B/468 | No. | Electrical
Water Tight Socket with Plug | 22B/1214A | No. | Electrical
Socket with Plug for Telephone | 22B/1260 | No. | Electrical
Two Pin Socket 5 Amps | 22B/1275 | No. | Electrical
Tumbler 2 Pin Socket 8Amps (Porcelian Base) | 22B/1275A | No. | Electrical
Tumbler Socket 2 Pin 5 Amps Conceale | 22B/1277 | No. | Electrical
Socket-3 Pin 5 Amps | 22B/1279 | No. | Electrical
Socket-3 Pin 5 Amps Brown Flush Type | 22B/1280 | No. | Electrical
Socket-3 Pin 15 Amps | 22B/1281 | No. | Electrical
Combined Switch Socket- 20 Amps With Base Fuse With Indicator 6-16 Amps. | 22B/1284 | No. | Electrical
3 Pin Socket 15 Amps With Porcelain Base | 22B/1286 | No. | Electrical
Multy Socket 4 Ways 15 Amps | 22B/1286A | No. | Electrical
Socket Concentric | 22B/1287 | No. | Electrical
Multy Socket 4 Ways + 4 Indicator | 22B/1288A | No. | Electrical
Socket 4 Pin C.I 60 A 380 Volt | 22B/1289 | No. | Electrical
Socket 4 Pin C.I 60 A 500 Volt | 22B/1290 | No. | Electrical
Two Pin Socket (Earthing)-16 Amps, 250 Volt | 22B/1012 | No. | Electrical
Tumbler Socket-3 Pin 8 Amps | 22B/1279A | No. | Electrical
Two Pin Plug 5 Amps | 22B/1023 | No. | Electrical
Two Pin Plug 10 Amps | 22B/1024 | No. | Electrical
Two Pin Plug-16 Amps-250 Volt China | 22B/1011 | No. | Electrical
3 Pin Plug 5 Amps. (B.K) | 22B/1029 | No. | Electrical
3 Pin Plug 15 Amps (Round Type) | 22B/1031 | No. | Electrical
3 Pin Plug 15 Amps (Flat Type) | 22B/1031A | No. | Electrical
3 Pin Plug with 13 Amps Socket & Switch E. S | 22B/1215A | Set | Electrical
Three Pin Converter Plug (Two Pin 10-15 Amps) | 22B/1034 | No. | Electrical
Plug for Water Light 15 Amps. | 22B/1007 | No. | Electrical
Plug for Circuit 32 Amps (4 Pcs). | 22B/1008 | No. | Electrical
Plastic Rowel Plug No-8 | 22B/1028 | PAD | Electrical
Plug 4 Pin 15 Amps 2100 Volt. | 22B/1291 | No. | Electrical
Water Tight Plug Socket 15/20 Amps. | 22B/1416 | No. | Electrical
Cartridge Fuse-10 A (Marine Type) | 22B/426 | No. | Electrical
Cartridge Fuse Gauge Ring 63A | 22B/429 | No. | Electrical
Cartridge Fuse 63 A. | 22B/430 | No. | Electrical
Cartridge Fuse Cap 63 A. | 22B/431A | No. | Electrical
Cartridge Fuse Base 63 A. | 22B/432 | No. | Electrical
Cartridge Fuse 25 A. | 22B/433 | No. | Electrical
Cartridge Fuse 15 A. Complete Set | 22B/433A | No. | Electrical
Cartridge Fuse 30 Amps. | 22B/441 | No. | Electrical
Cartridge Fuse 5 Amps. Complete Set | 22B/441A | Set | Electrical
Cartridge Fuse 4 Amps. | 22B/441B | No. | Electrical
Cartridge Fuse Cap-60 Amps | 22B/527 | No. | Electrical
Cartridge Fuse Base-60 Amps 500 Volt | 22B/529 | No. | Electrical
Cartridge Fuse Base-25 Amps 500 Volt | 22B/530 | No. | Electrical
Cartridge Fuse Base 25 Amps | 22B/542 | No. | Electrical
Bridge Fuse 10 Amps and Fuse Base | 22B/526 | No. | Electrical
Bridge Fuse 30 Amps and Fuse Base | 22B/528 | No. | Electrical
Bridge Fuse 10 Amps | 22B/532 | No. | Electrical
Bridge Fuse Pipe Type with Base-10A. Complete Set | 22B/532A | Set | Electrical
Bridge Fuse 100 Amps, 500 Volt. | 22B/538 | No. | Electrical
HRC Fuse-80 Amps. | 22B/596 | No. | Electrical
HRC Fuse-100 Amps. | 22B/597 | No. | Electrical
HRC Fuse-125 Amps. | 22B/598 | No. | Electrical
HRC Fuse With Base-60 Amps. | 22B/689 | No. | Electrical
HRC Fuse With Base-80 Amps. | 22B/690 | No. | Electrical
HRC Fuse With Base-100 Amps. | 22B/691 | No. | Electrical
HRC Fuse With Base-160 Amps. | 22B/693 | No. | Electrical
Fuse Cut Out 5 Amps B. K. | 22B/531 | No. | Electrical
Fuse Pipe Type with Base 2 Amps | 22B/531A | Set | Electrical
Fuse Pipe Type with Base 4 Amps | 22B/531B | Set | Electrical
Fuse Cut Out 15 Amps B. K. | 22B/533 | No. | Electrical
Fuse Cut Out 5 Amps Porcelain | 22B/534 | No. | Electrical
Fuse Cut Out 10 Amps Porcelain | 22B/535 | No. | Electrical
Fuse Cut Out 15 Amps Porcelain | 22B/536 | No. | Electrical
Fuse Boards 6 Way 15 Amps. | 22B/539 | No. | Electrical
Fused Based Distribution 50 Amps 3 Ph | 22B/541 | No. | Electrical
C. I. Clad Fuse Unit Case. | 22B/543 | No. | Electrical
Fuse Low Tension Duty 200 Amps, 500 Volt, Siemens. | 22B/544 | No. | Electrical
Fuse Low 200 Amps | 22B/554 | No. | Electrical
Arial fuse / Insulator | 22B/614 | No. | Electrical
Arial Fuse 100 Amps. Japan | 22B/617 | No. | Electrical
Fuse Glass Type With Base-3 Amps | 22B/695 | Set | Electrical
Fuse Glass Type With Base-20 Amps | 22B/696 | Set | Electrical
Fuse Glass Type 20 Amps Without Base | 22B/696A | No. | Electrical
Fuse Glass Type With Base-30 Amps | 22B/697 | Set | Electrical
Fuse Glass Type With Base-50 Amps | 22B/698 | Set | Electrical
Fuse Pencil Type-01 Amps (Glass Type) | 22B/573 | No. | Electrical
Fuse Pencil Type-03 Amps (Glass Type) | 22B/574 | No. | Electrical
Fuse Pencil Type-05 Amps (Glass Type) | 22B/575 | No. | Electrical
Fuse Pencil Type-08 Amps (Glass Type) | 22B/575A | No. | Electrical
Fuse Pencil Type-25 Amps (Glass Type) | 22B/576 | No. | Electrical
Batten Holder B K 5 Amps | 22B/65 | No. | Electrical
Batten Holder for Energy Bulb | 22B/65 A | No. | Electrical
Illumination Holder | 22B/65 B | No. | Electrical
Brass Batten Holder | 22B/66 | No. | Electrical
Brass Batten Holder (Ships Store) | 22B/66A | No. | Electrical
Brass Batten Holder (Small Size) | 22B/69 | No. | Electrical
Batten Holder Screw type (for energy bulb) | 22B/71 | No. | Electrical
Batten Holder Shadr With Bell Type with B. K. | 22B/1285 | No. | Electrical
Batten Holder Screw Type (Small) | 22B/71A | No. | Electrical
Pandent Holder (Porcelain Body) | 22B/1069 | No. | Electrical
Pandent Holder 5 Amps | 22B/1071 | No. | Electrical
Pandent Holder Screw 300/500 Watt Bulb | 22B/1078 | No. | Electrical
Tube Light Holder Flat Type | 22B/591 | Pair | Electrical
Tube Light Holder Marine Type | 22B/592 | Set | Electrical
Tube Light Stater Holder. | 22B/1272A | No. | Electrical
Cartridge Fuse Holder 63 A. | 22B/431 | No. | Electrical
Holder for Flu recent Tube Light | 22B/588 | Set | Electrical
Illumination Light Holder | 22B/618 | No. | Electrical
LED Holder Pin Type | 22B/686 | No. | Electrical
DC Holder Pin Type 24 Volt | 22B/65C | No. | Electrical
Cable Tie 4” | 22B/445 | No. | Electrical
Cable Tie 8” | 22B/445A | No. | Electrical
Cable Tie 6” | 22B/446 | No. | Electrical
Cable Tie 10” | 22B/448 | No. | Electrical
Cable Tie 12” | 22B/447 | No. | Electrical
Cable Tie 14” X 8 mm | 22B/454 | No. | Electrical
Cable Tie 16” | 22B/451 | No. | Electrical
Cable Tie 18” X 8 mm | 22B/455 | No. | Electrical
Link Clip No-125 | 22B/846 | No. | Electrical
Link Clip No-200 | 22B/849 | No. | Electrical
Link Clip No-300 | 22B/851 | No. | Electrical
Cable Clip (Plastic) | 22B/851A | No. | Electrical
Cable Shoe 70 m.m | 22B/1159 | No. | Electrical
Cable Shoe 50 m.m | 22B/1175 | No. | Electrical
Cable Shoe (Socket) 16 m.m | 22B/1176 | No. | Electrical
Cable Shoe 10 Rm | 22B/1177 | No. | Electrical
Cable Shoe (Socket) 150 mm. | 22B/1180 | No. | Electrical
Cable Shoe (Socket) 630 rm. | 22B/1180A | No. | Electrical
Cable Shoe (Socket) 120 mm. | 22B/1181 | No. | Electrical
Cable Shoe (Socket) 35 m.m | 22B/1182 | No. | Electrical
Cable Shoe (Socket) 1.5 Sqr. m.m | 22B/1183 | No. | Electrical
Cable Shoe (Socket) 0.75 m.m | 22B/1183A | No. | Electrical
Cable Shoe (Socket) 2.5 Sqr. m.m | 22B/1184 | No. | Electrical
Cable Shoe (Socket) 4.00 Sqr. m.m | 22B/1185 | No. | Electrical
Cable Shoe (Socket) Clip type. 1.5 m.m | 22B/1188 | No. | Electrical
Cable Shoe (Socket) Clip type. 2.5 m.m | 22B/1189 | No. | Electrical
Cable Socket 95 m.m | 22B/1189A | No. | Electrical
Cable Shoe 120 Rm | 22B/1190A | No. | Electrical
Cable Socket 240 mm | 22B/1192A | No. | Electrical
Cable Socket 185 mm | 22B/1276 | No. | Electrical
Sweeting Socket 95 m.m (Cable Shoe) | 22B/1171 | No. | Electrical
Sweeting Socket 185 m.m (Cable Shoe) | 22B/1172 | No. | Electrical
Sweeting Socket 70 m.m | 22B/1174 | No. | Electrical
Sweeting Socket 6 m.m | 22B/1178 | No. | Electrical
Sweeting Socket 4 m.m | 22B/1179 | No. | Electrical
Sweeting Socket 6 Sqr m.m | 22B/1186 | No. | Electrical
Sweeting Socket 8 m.m | 22B/1187 | No. | Electrical
Sweeting Socket 100 Amps | 22B/1190 | No. | Electrical
Sweeting Socket 150 Amps | 22B/1191 | No. | Electrical
Sweeting Socket 185 Amps | 22B/1191A | No. | Electrical
Sweeting Socket 200 Amps | 22B/1192 | No. | Electrical
Sweeting Socket 300 Amps | 22B/1193 | No. | Electrical
Sweeting Socket 400 Amps | 22B/1194 | No. | Electrical
Sweeting Socket 600 Amps | 22B/1195 | No. | Electrical
Sweeting Socket 10 m.m | 22B/1196 | No. | Electrical
Sweeting Socket 25 m.m | 22B/1197 | No. | Electrical
Sweeting Socket 4 m.m | 22B/1198 | No. | Electrical
Sweeting Socket 13 m.m | 22B/1199 | No. | Electrical
Cable Shoe Various Type | 22B/1199A | No. | Electrical
Cable Inlet (Gland) 2 X 2.5 Rm | 22B/378 | No. | Electrical
Cable Gland 2 X 25 Rm | 22B/378A | No. | Electrical
Cable Gland 3 X 2.5 Rm | 22B/378B | No. | Electrical
Cable Inlet (Gland) 2 X 4 Rm | 22B/379 | No. | Electrical
Cable Inlet (Gland) 3 X 4 Rm | 22B/379A | No. | Electrical
Cable Inlet (Gland) 2 X 10 Rm | 22B/383 | No. | Electrical
Cable Inlet (Gland) 4 X 10 Rm | 22B/383A | No. | Electrical
Cable Inlet (Gland) 2 X 16 Rm | 22B/384 | No. | Electrical
Cable Inlet (Gland) 4 X 16-18 Rm | 22B/384A | No. | Electrical
Cable Inlet (Gland) -21 Rm | 22B/384B | No. | Electrical
Cable Inlet (Gland) -35-36 Rm | 22B/384C | No. | Electrical
Cable Inlet (Gland) -48 Rm | 22B/384D | No. | Electrical
Porcelain Glands (Medium) | 22B/557 | No. | Electrical
Glands | 22B/558 | No. | Electrical
Porcelain Gland Small | 22B/559 | No. | Electrical
Porcelain Gland Big | 22B/560 | No. | Electrical
Cable Gland PG-13 | 22B/387A | No. | Electrical
Junction Box (For Telephone) | 22B/77 | No. | Electrical
Plastic Junction Box 80 mm X 80 mm | 22B/78 | No. | Electrical
Telephone Junction Box 1 Way (Modular) | 22B/118 | No. | Electrical
Telephone Junction Box 2 Way (Modular) | 22B/118A | No. | Electrical
Cable Junction Box Conduit-1/2” | 22B/353 | No. | Electrical
Cable Junction Box Conduit-1/2” 2 Way | 22B/354 | No. | Electrical
Cable Junction Box Conduit-1/2” 3 Way | 22B/355 | No. | Electrical
Cable Junction Box Conduit ¾ 1”Way | 22B/356 | No. | Electrical
Cable Junction Box Conduit ¾ 2” Way (Complete) | 22B/357 | No. | Electrical
Cable Junction Box Conduit-3/4” 3 Way | 22B/358 | No. | Electrical
Cable Junction Box Conduit 3/4” 4 Way | 22B/359 | No. | Electrical
Cable Junction Box Conduit-1” 1 Way | 22B/360 | No. | Electrical
Cable Junction Box Conduit-1” 2 Way | 22B/361 | No. | Electrical
Cable Junction Box Conduit-1” 3 Way | 22B/362 | No. | Electrical
Cable Junction Box Conduit 1” 4 Way | 22B/363 | No. | Electrical
Junction Box BK -4 Way | 22B/641 | No. | Electrical
Junction Box BK -3 Way | 22B/642 | No. | Electrical
Junction Box C.I -3 Way | 22B/645 | No. | Electrical
Shore Supply Connection Box (MCCB-200A, 100A, Volt Meter (Size: 400 X 300 X 200) mm | 22B/1244A | No. | Electrical
Water Tight Shore Supply Box With Water Tight Switch Socket 4 Pin Plus | 22B/1395 | No. | Electrical
Distribution Board 9” X 12” | 22B/449 | No. | Electrical
Distribution Fuse Box | 22B/540 | No. | Electrical
Danger Board | 22B/450 | No. | Electrical
Board Cut Out 5/6 Amps (Piano Type) | 22B/564 | No. | Electrical
Charger Circuit Board (Portable) | 22B/952 | No. | Electrical
Mic Connection Box Flush Type | 22B/1003 | No. | Electrical
PVC Circulator Box-1 Way, 1/2" Size | 22B/102B | No. | Electrical
PVC Circulator Box-3 Way, 1/2" Size | 22B/102C | No. | Electrical
PVC Circular Box-3/4" (Single) | 22B/114C | pc | Electrical
HDPE Duck Piipe-11/2" Size | 22b/1098 | Meter | Electrical
P.V.C Pipe-1/2” | 22B/337 | RFT | Electrical
P.V.C Pipe-3/4” | 22B/338 | RFT | Electrical
PVC Pipe (Flexible)-1” dia. (Coppex Pipe) | 22B/567 | Meter | Electrical
PVC Flexible Pipe (Coppex Pipe)-3/4” | 22B/1084 | Meter | Electrical
PVC Pipe-1” | 22B/1088 | Meter | Electrical
PVC Pipe-11/4” | 22B/1089 | Meter | Electrical
PVC Pipe-11/2” | 22B/1090 | Meter | Electrical
HDPE Duck Pipe-1’’ | 22B/1095 | Meter | Electrical
HDPE Duck Pipe-3/4’’ | 22B/1096 | No. | Electrical
PVC Pipe-3/8" | 22B/337A | RFT | Electrical
PVC Pipe-2" dia D Grade | 22B/1090A | Meter | Electrical
Conduit Elbow 1” | 22B/343 | No. | Electrical
PVC Elbow-1” | 22B/367 | No. | Electrical
PVC Elbow-3/4” | 22B/367A | No. | Electrical
PVC Elbow-1/2” | 22B/367B | No. | Electrical
PVC Elbow-11/2” | 22B/367C | No. | Electrical
PVC Elbow-2 ” | 22B/367D | No. | Electrical
P.V.C. Bend for ¾” Dia Pipe | 22B/112 | No. | Electrical
P. V. C Bend ½” | 22B/352 | No. | Electrical
P. V. C Bend ¾”dia. | 22B/352A | No. | Electrical
P. V. C Bend 1” | 22B/365 | No. | Electrical
P. V. C Bend 11/2” | 22B/365A | No. | Electrical
P. V. C Bend 2” | 22B/365B | No. | Electrical
PVC Circular Box-4 Way ½” Size | 22B/102A | No. | Electrical
PVC Circular Box-2 Way ½” Size | 22B/102 | No. | Electrical
P.V.C. Double Circular Box-2 Way | 22B/113 | No. | Electrical
PVC Circular Box-3/4”-3 Way | 22B/113A | No. | Electrical
PVC Circular Box-3/4”-4 Way | 22B/114 | No. | Electrical
PVC Circular Box-1”-4 Way | 22B/114A | No. | Electrical
PVC Circular Box-1”-2 Way | 22B/114B | No. | Electrical
Plastic Cable Trey 11/2” X 1/2" | 22B/1382 | Meter | Electrical
Plastic Cable Trey 2" | 22B/1383 | Meter | Electrical
P.V.C Cable Trey (Chanel) 3/4" (1 Pcs= 6 Rft) | 22B/1391 | Meter | Electrical
P.V.C Cable Trey (Chanel) 1" (1 Pcs= 6 Rft) | 22B/1392 | Meter | Electrical
Wire Channel with Cover (BD-4" X 4") PVC | 22B/1400 | No. | Electrical
Wire Channel with Cover (BD-2" X 2") PVC | 22B/1400A | No. | Electrical
Wire Channel with Cover (3" X 3") PVC | 22B/1400B | No. | Electrical
Plastic Channel 21/2" Size Cable Trey | 22B/1401 | Meter | Electrical
Plastic Channel-3" Size | 22B/1387 | Meter | Electrical
P. V. C. Tee ½” | 22B/350 | No. | Electrical
P. V. C. Tee ¾” (19 mm) | 22B/350A | No. | Electrical
P. V. C. Tee 1” | 22B/351 | No. | Electrical
P. V. C. Tee 1 ½” (38 mm) | 22B/351A | No. | Electrical
P.V.C. Socket 1” | 22B/110 | No. | Electrical
P.V.C. Socket 11/2” | 22B/110A | No. | Electrical
P.V.C. Socket 3/4” | 22B/111 | No. | Electrical
PVC Conceal Board -1 Gang | 22B/1091 | No. | Electrical
PVC Conceal Board -2 Gang | 22B/1092 | No. | Electrical
PVC Conceal Board -3 Gang | 22B/1093 | No. | Electrical
PVC Conceal Board -4 Gang | 22B/1094 | No. | Electrical
PVC Marking Number 0-9 | 22B/1101 | Set | Electrical
PVC Marking Alphabet A-Z | 22B/1102 | Set | Electrical
Fan Capacitor 2.5 MFD | 22B/397 | No. | Electrical
Fan Capacitor 4.5 MFD | 22B/397A | No. | Electrical
Fan Capacitor 2 MF | 22B/403B | No. | Electrical
Fan Capacitor 3.5 FMD | 22B/405 | No. | Electrical
Fan Capacitor 1.5 FMD | 22B/405A | No. | Electrical
Capacitor 2.00 MFD | 22B/405B | No. | Electrical
Ceiling Fan 36" Complete | 22B/511 | No. | Electrical
Ceiling Fan 56" Complete Aluminum Body | 22B/512A | No. | Electrical
Ceiling Fan 56" Complete Steel Body. | 22B/513 | No. | Electrical
Ceiling Fan 52" | 22B/513A | No. | Electrical
Ceiling Fan 48” Sweep Complete | 22B/514 | No. | Electrical
Ceiling Fan 48” With Regulator | 22B/514A | No. | Electrical
Ceiling Fan 16” | 22B/516 | No. | Electrical
Ceiling Fan 32" China VIP | 22B/516A | No. | Electrical
Fan Oscillating Ceilling Bulk Head With Guard 16” | 22B/521A | No. | Electrical
Ceiling Oscillating Fan 12” | 22B/522 | No. | Electrical
Wall Fan , GFC-18" | 22B/453 | No. | Electrical
Wall Mounted Fan-10", 12V, DC | 22B/472 | No. | Electrical
Wall Mounted Fan-16" (Pakistan) | 22B/479 | No. | Electrical
Wall Mounted Bulkhead Fan-18” | 22B/490 | No. | Electrical
Wall Moving Fan 12” | 22B/507 | No. | Electrical
Oscillating Fan (Wall Moving Fan 16”) | 22B/510 | No. | Electrical
Wall Fan 12” 220 Volts | 22B/522A | No. | Electrical
Wall Mounted Fan-10" 12 Volt DC | 22B/490A | No. | Electrical
Wall Mounted Fan-9" Size, Brand: Jony Strome | 22B/473 | No. | Electrical
Wall Mounted Fan-9" Size, Brand: Jony | 22B/473A | No. | Electrical
Exhaust Fan-8" (Steel Body) | 22B/487 | No. | Electrical
Exhaust Fan-8" (Plastic Body) | 22B/487A | No. | Electrical
Exhaust Fan-10" (Plastic Body) | 22B/487C | No. | Electrical
Exhaust Fan-16" Steel Body | 22B/489 | No. | Electrical
Exhaust Fan-12" (Steel Body ) | 22B/498 | No. | Electrical
Exhaust Fan-14" (Steel Body ) | 22B/498A | No. | Electrical
Exhaust Fan-4" X 4” (Metal Body ) | 22B/498B | No. | Electrical
Exhaust Fan-6" X 6” (Metal Body ) | 22B/498C | No. | Electrical
Exhaust Fan-14" Plastic Body | 22B/501 | No. | Electrical
Exhaust Blower-16" (Steel Body) | 22B/501A | No. | Electrical
Exhaust Fan 12" (Plastic Body) | 22B/505 | No. | Electrical
Exhaust Fan 10” | 22B/517 | No. | Electrical
Exhaust Fan-6" Size Plastic Body | 22B/498D | No. | Electrical
Water Cooler Fan | 22B/476 | No. | Electrical
Ceiling Mounted Fan-16"(Oscillating) | 22B/478 | No. | Electrical
Cooling Fan for Welding M/C | 22B/487B | No. | Electrical
Cooling Fan (For Hoisting Motor) 31/2 “ X 31/2 “ | 22B/487D | No. | Electrical
Condenser Fan for Air Cooler. | 22B/509 | No. | Electrical
Air Blower Fan-8" Size | 22B/480 | No. | Electrical
Portable Dust Blower/Hand Blower M/C | 22B/504 | No. | Electrical
Supply/Exhaust Blower 8”-12” | 22B/505A | No. | Electrical
Air Blower Fan-12" (Ships Store) | 22B/506 | No. | Electrical
Air Blower Fan 8" /Exhaust Fan-8" Plastic Body | 22B/506A | No. | Electrical
Exhaust Blower 30" | 22B/506D | No. | Electrical
Exhaust Blower 16" X 18" | 22B/506E | No. | Electrical
Exhaust Blower 26" X 20" | 22B/506F | No. | Electrical
Industrial Exhaust Blower -32” with On-Off Push Switch | 22B/546 | Set | Electrical
Electric Hot Blower, 230Volt, AC, 50 Hz. (Hot Gun) | 22B/599 | No. | Electrical
Pedestal Electric Fan 24” | 22B/520 | No. | Electrical
Table Fan-16" (Oscillating) | 22B/521 | No. | Electrical
Table Fan Motor No. | 22B/929 | No. | Electrical
Table Fan Moving Set | 22B/929A | No. | Electrical
Pedestal Fan-16"~18" Size GFC/PAK | 22B/520A | No. | Electrical
Blade for Condenser Fan | 22B/508 | No. | Electrical
Regulator for Ceiling Fan 56” | 22B/518A | No. | Electrical
Fan Regulator (Electrical) | 22B/518B | No. | Electrical
Fan Clamp | 22B/519 | No. | Electrical
Fan Regulator (Foreign Type) | 22B/519A | No. | Electrical
Rubber Gourmate for Ceiling Fan | 22B/615 | No. | Electrical
Nut for Table Fan (Plastic) | 22B/961 | No. | Electrical
Copper Wire Bar 6 SWG | 22B/1439 | Kg. | Electrical
Copper Wire Bar 8 SWG | 22B/1440 | Kg. | Electrical
Copper Wire Bar 10 SWG | 22B/1441 | Kg. | Electrical
Copper Wire Bar 12 SWG | 22B/1442 | Kg. | Electrical
Copper Wire Bar 5 SWG | 22B/1443 | Kg. | Electrical
Wire Bar Copper 1/4” | 22B/1444 | Meter | Electrical
Plastic Tape ¾" Dia | 22B/1315 | ROLL | Electrical
Empare Tape 1/2" Dia | 22B/1317 | ROLL | Electrical
Plastic Tape 1" Dia | 22B/1317A | ROLL | Electrical
Bond Tape ¾” | 22B/1317B | ROLL | Electrical
Empare Tape 1” | 22B/1319 | ROLL | Electrical
Celo Tap | 22B/1320 | ROLL | Electrical
Self Bonding Tape 19 x 5 x 10 Mtr. | 22B/1321 | ROLL | Electrical
White Cotton tape ½” 25 Mtr | 22B/1322 | ROLL | Electrical
White Cotton tape ½” 50 Mtr | 22B/1323 | ROLL | Electrical
White Cotton tape ¾” | 22B/1324 | ROLL | Electrical
Polester Tape ¾” (China Tape) | 22B/1324A | ROLL | Electrical
Polester Tape 1” (China Tape) | 22B/1324B | ROLL | Electrical
White Cotton tape 1” 50 Mtr | 22B/1325 | ROLL | Electrical
White Cotton tape 1” 25 Mtr | 22B/1326 | ROLL | Electrical
Insulating Tape-2” for AC (Rapping Tape) | 22B/1326A | ROLL | Electrical
Insulating Tape-2” for AC (Rapping Tape) (Adasive Type) | 22B/1326B | ROLL | Electrical
Tape Celotex | 22B/1327 | ROLL | Electrical
P.I.B Tape 1” | 22B/1328 | ROLL | Electrical
Transparent Tape-21/2" | 22B/1320A | Roll | Electrical
Sleeving Empire 1 m.m | 22B/1251 | No. | Electrical
Sleeving Empire 0.50 m.m | 22B/1251A | No. | Electrical
Sleeving Empire 38 m.m | 22B/1252 | No. | Electrical
Sleeving Empire 2 m.m | 22B/1253 | No. | Electrical
Sleeving Empire 3 m.m | 22B/1254 | No. | Electrical
Sleeving Empire 4 m.m | 22B/1255 | No. | Electrical
Sleeving Empire 5 m.m | 22B/1256 | No. | Electrical
Sleeving Empire 6 m.m | 22B/1257 | No. | Electrical
Sleeving Empire 8 m.m | 22B/1259 | No. | Electrical
Sleeving Cotton 1 m.m | 22B/1261 | No. | Electrical
Sleeving Cotton 11/2 m.m | 22B/1262 | No. | Electrical
Sleeving Cotton 2 m.m | 22B/1263 | No. | Electrical
Sleeving Cotton 3 m.m | 22B/1264 | No. | Electrical
Sleeving Cotton 4 m.m | 22B/1265 | No. | Electrical
Sleeving Cotton 6 m.m | 22B/1266 | No. | Electrical
Plastic Pipe (Verious Type) Flexible (5 PC Left Over) | 22B/1257A | Meter | Electrical
Leather Oid Paper .005 m.m | 22B/865 | Sqm | Electrical
Leather Oid Paper .007 m.m | 22B/866A | Sqm | Electrical
Leather Oid Paper 0.010 m.m | 22B/867A | Sqm | Electrical
Lumex Paper 0.010 m.m | 22B/867B | Kg. | Electrical
Lumex Paper 0.007 m.m | 22B/867C | Kg. | Electrical
Leather Oid Paper 0.015 m.m | 22B/868 | Sqm | Electrical
Kron Channel (SS) for PABX | 22B/1387B | pc | Electrical
Connectiong Krone 10 Point (For PABX) | 22B/1387A | pc | Electrical
Porcelain Connector 1 Way | 22B/386 | No. | Electrical
Porcelain Connector 4 Way | 22B/389 | No. | Electrical
Gang Type Telephone Connector Female | 22B/1139 | No. | Electrical
Connector, Size: 50 Slots, Wire Size-10 mm (Ships Store) | 22B/1398 | No. | Electrical
Connector, Size: 30 Slots, Wire Size-6 mm (Ships Store) | 22B/1398A | No. | Electrical
Connector, Size: 20 Slots, Wire Size-4 mm (Ships Store) | 22B/1398B | No. | Electrical
Connector 10 RM | 22B/1398E | No. | Electrical
Connector 6 RM | 22B/1398F | No. | Electrical
Connector 4 RM | 22B/1398G | No. | Electrical
Connector Size-12 Slots | 22B/1398C | pc | Electrical
Connector Size-16 Slots | 22B/1398D | pc | Electrical
Connector Fram | 22B/1398H | No. | Electrical
Electric Soldering Iron 100 Watt 230 Volt | 22B/1235 | No. | Electrical
Electric Soldering Iron 75 Watt 230 Volt | 22B/1235A | No. | Electrical
Soldering Iron 45 Watt | 22B/1236A | No. | Electrical
Soldering Iron 200-300 Watt, 220 Volts | 22B/1237 | No. | Electrical
Soldering Iron 300 Watt, | 22B/1237A | No. | Electrical
Electric Soldering Iron 110 Watt 220 Volt | 22B/1238 | No. | Electrical
Electric Soldering Iron 150 Watt 220 Volt | 22B/1239 | No. | Electrical
Electric Soldering Iron 300 Watt 220 Volt | 22B/1239A | No. | Electrical
Soldering Iron-60 Watt | 22B/1236 | No. | Electrical
Coil For Soldering Iron 60 Watt | 22B/329A | No. | Electrical
Hot Power Gun (Heat Gun) | 22B/1238A | No. | Electrical
Soldering & De Soldering Station (Hot Gun) for Radio Electric | 22B/1240A | No. | Electrical
Soldering Paste (Small) | 22B/1267 | POT | Electrical
Soldering Paste English | 22B/1268 | Kg. | Electrical
Power Supply Adapter Camera for CC Camera | 22B/1424 | No. | Electrical
Audio Output Jack | 22B/20B | No. | Electrical
Audio Female Jack | 22B/20C | No. | Electrical
Mobile (Rangs) J-10 | 22B/945E | Set | Electrical
Mobile (Huawei) Y-6 | 22B/945F | Set | Electrical
Mobile (Huawei) Y-5 (2017) | 22B/945G | Set | Electrical
Mobile (Huawei) Y-3 (II) | 22B/945H | Set | Electrical
Mobile (Huawei) Y5C | 22B/945I | Set | Electrical
P. A Horn Typer Speaker-25 Watt | 22B/14 | No. | Electrical
Speaker 15-25 Watt. | 22B/14A | No. | Electrical
Speaker Coil 150 Watt | 22B/24A | No. | Electrical
Loud Speaker (Box) Auja/15 Watt, 100 V. | 22B/34A | No. | Electrical
Box Type Speaker (15-20 Watt) Wall | 22B/95 | No. | Electrical
Drining Unit for HornLoud Speaker Banyer 35 Watt. | 22B/459 | No. | Electrical
P A Horn Type Speaker 25 Watt | 22B/13A | No. | Electrical
Speaker Complete Set Microlab 2:1 M-590 | 22B/95A | Set | Electrical
Speaker-16 Ohm, 1 Watt | 22B/13B | No. | Electrical
Amplifier S. S. A 250 Watt. | 22B/21 | No. | Electrical
Amplifier S. S. A 160 Watt. | 22B/21A | No. | Electrical
Video Ampliefier (Out) | 22B/1384A | No. | Electrical
Dish Amplifire Complete Set Hybrid 06 in nos adj. selector | 22B/101A | Set | Electrical
Cordless Amplifier Complete Set | 22B/101B | Set | Electrical
Signal Mini Amplifire-1 Watt | 22B/07 | No. | Electrical
Table microphone stand | 22B/15A | No. | Electrical
Table Microphone 03 Volt. | 22B/15B | No. | Electrical
Table Microphone 48 Volt. | 22B/15C | No. | Electrical
Manual/Microphone E845 XLRMZ | 22B/15D | No. | Electrical
Microphone Jack Male & Female | 22B/20 | Set | Electrical
Microphone Foam | 22B/20A | No. | Electrical
Microphone Press to talk | 22B/23 | No. | Electrical
Pocket Mycrophone | 22B/23A | No. | Electrical
Hand Microphone | 22B/23B | No. | Electrical
Disital Stono Telephone Set (Master Set) | 22B/79 | Set | Electrical
Press to Talk (PTT) Micro phone Type 60 W. | 22B/96 | No. | Electrical
Telephone PBX with accessorie 19 Items | 22B/121 | Set | Electrical
Microphone Jack Male | 22B/123 | No. | Electrical
Telephone Joiner 50 Pair | 22B/403A | Set | Electrical
Porcelain Insulator for Telephone | 22B/610 | No. | Electrical
Insulating Shackle Porcelain for Telephone | 22B/613 | No. | Electrical
Telephone Set (VIP) | 22B/937 | Set | Electrical
Mega Phone (Horn) | 22B/943 | Set | Electrical
VHF Telephone Complete Set. | 22B/944 | Set | Electrical
Mobile Telephone Set. | 22B/945 | No. | Electrical
Internet Moble MN 7610 with card | 22B/945A | No. | Electrical
Mobile No-1280 | 22B/945B | No. | Electrical
Mobile Set. Samsung G-12 Grand-2 | 22B/945C | No. | Electrical
Mobile Set. No-I 9060, G-Neo-Samsung | 22B/945D | No. | Electrical
Telephone Set Digital M-2375 (Display) | 22B/949 | Set | Electrical
Telephone Set Digital M-2375 (Non-Display) | 22B/949A | Set | Electrical
Land Phone | 22B/953 | Set | Electrical
Power Mega Phone (Hand Maeik) | 22B/954 | Set | Electrical
Cordless Telephone Set (For MD Office) | 22B/937A | Set | Electrical
SRE Telephone Ear mouth spearer | 22B/14B | No. | Electrical
IP Telephone Set (Black & White Display), Brand: KAREL. | 22B/937B | Set | Electrical
IP Telephone Set (Color Display), Brand: KAREL. | 22B/937C | Set | Electrical
Diaform Ohms-16 30/50 Walt | 22B/458 | No. | Electrical
EDGE Wireless Card Mobidata | 22B/944A | No. | Electrical
Sony SSC/DC -229A Camera (CC Camera) | 22B/1421 | Set | Electrical
Sony CC Camera Board ( For CC Camera) | 22B/1421A | Set | Electrical
Lence For CC Camera | 22B/1421B | No. | Electrical
CC Camera Outdoor Housing | 22B/1422 | No. | Electrical
CC Camera with all accessories & Installation (1-21 Items) | 22B/1434 | Set | Electrical
Speaker Coil-12 Watt 16" Size For PA System | 22B/24C | No. | Electrical
Sony DSC DC 203 Camera & TV Card (Japan) | 22B/1421C | Set | Electrical
05 Port POE Switch (Push Type) for CC Camera | 22B/1430 | No. | Electrical
IR Bullet IP Camera (Dahua) | 22B/1438 | No. | Electrical
HD Fish Eye Camera | 22B/1438A | No. | Electrical
Camera Canon Lxus 185 SL: 9585D63 with Memory Card-16 GB + Adapter | 22B/1448 | Set | Electrical
Music Systerm Complete Speaker with Karaoke and Other Accessories | 22B/1450 | Set | Electrical
Karaoke System Complete Set AC Adaptor, Remote Controller, Twopair Battery, Warranty Care, Bangla Song-1100 Built in English Song 2000, Hindi Sont 1510 | 22B/1451 | Set | Electrical
Blue Ray Disk Player System, Brand: Sony BDV-e 3100 DVD Player | 22B/1455 | Set | Electrical
Blue Ray Disk Player System, Brand: BAV-Tz 140 DVD Player | 22B/1456 | Set | Electrical
Blue Ray Disk Player System, Brand: BAV-Dz-230 Player | 22B/1457 | Set | Electrical
Horn Unit 50 Watt | 22B/22 | No. | Electrical
Combination Horn- 25 Watt. | 22B/582 | No. | Electrical
Elephant Type Horn 24 Volt (Double) | 22B/49 | No. | Electrical
Porcelain Insulator for Crane | 22B/611 | No. | Electrical
Insulator for Crane 380Volt, 100 Amps. | 22B/612 | No. | Electrical
Red Fiber (For Electric Use) | 22B/919 | Kg. | Electrical
Magnet Toner (for Micro Oven) | 22B/969 | No. | Electrical
Mono Jack (Audio) | 22B/1004 | No. | Electrical
Stereo Jack | 22B/1005 | No. | Electrical
Pointer Pen Ledger | 22B/1006 | No. | Electrical
Port for VGA Cable (Male & Female) (For Sound System) | 22B/1026 | Set | Electrical
Remote for Television (Rangs)/(LG) | 22B/1121 | No. | Electrical
Remote for AC | 22B/1121A | No. | Electrical
Resing Core Solder | 22B/1273 | Kg. | Electrical
Test Pen Neon Tester | 22B/1344 | No. | Electrical
Circuit Breaker Clamp-3’ Channel | 22B/1402 | Meter | Electrical
MCCB Fitting Channel-1 Mtr Long | 22B/1402A | Meter | Electrical
Vernish Amoline | 22B/1407 | LAYER | Electrical
Vernish (NITO/EPI) | 22B/1408 | LAYER | Electrical
Insulating Golden Varnish (Nito Vernish) | 22B/1409 | Liters | Electrical
Spray Vernish (NITTO) EPI | 22B/1409A | LAYER | Electrical
Spray Vernish (Air Drying) (England) | 22B/1409B | LAYER | Electrical
Safty Valve for AC Plant | 22B/1411 | No. | Electrical
Pipe Sensor (For AC) (Copper Tone Head Temperature Sensor) | 22B/1425 | No. | Electrical
Manual Sensor (Maci Sensor) (Plastic Head ND Thermistor Sensor) | 22B/1426 | No. | Electrical
Remote for Television (TCL) | 22B/1122 | No. | Electrical
Couplar-3 Way | 22B/26 | No. | Electrical
Couplar-4 Way | 22B/26A | No. | Electrical
Calling Bell 230 V. (Ding Dong) | 22B/43 | No. | Electrical
Remote Control Calling Bell | 22B/43A | No. | Electrical
Battery Clip | 22B/51 | No. | Electrical
Battery Terminal Lead | 22B/53 | No. | Electrical
Brass Battery Terminal | 22B/54 | No. | Electrical
Bettery Charger With Input Voltage-220 V. AC 50 Hz with Voltmeter, Amps meter On/Off Circuit breaker switch | 22B/56 | No. | Electrical
Line Cord (For Telephone) | 22B/75 | No. | Electrical
Receriver Cord (For Telephone) | 22B/76 | No. | Electrical
TV Jack (Dish) | 22B/119 | No. | Electrical
Ceiling Rose 5 Amps 250 V. | 22B/396 | No. | Electrical
G. I. Copex Pipe 3/4" Dia | 22B/417 | Meter | Electrical
G. I. Copex Pipe 1" Dia | 22B/417A | Meter | Electrical
G. I. Copex Pipe 11/2" Dia (38 mm) | 22B/417B | Meter | Electrical
Rubber Insulator/Rubber Bobbin for Ceiling Fan | 22B/525 | No. | Electrical
Water Heater,3000 Watt, 390 Volt. | 22B/581 | No. | Electrical
Insulating Cable Compound | 22B/625 | Kg. | Electrical
Electric Iron 230 Volt. | 22B/630 | No. | Electrical
Electric Iron With Folding Stand | 22B/631 | No. | Electrical
Rasin Core Solder | 22B/1173 | Kg. | Electrical
Sucker (Medium Size) | 22B/1229A | No. | Electrical
Silicon Core | 22B/1268A | Kg. | Electrical
Separators Porcelain | 22B/1269 | No. | Electrical
Shackle Insulating | 22B/1270 | No. | Electrical
Saddle Conduit | 22B/1271 | No. | Electrical
C. T (Current Transformer)-400 Volt AC, | 22B/1417 | No. | Electrical
C. T for Pannel Meter 100/5 | 22B/1418 | No. | Electrical
C. T for Pannel Meter 60/5 | 22B/1419 | No. | Electrical
Floot Valve (Water Sensor) | 22B/1420 | No. | Electrical
Power Supply Adapter | 22B/1 | No. | Electrical
AV/BNC Jack | 22B/19 | Set | Electrical
Spleter/Coupler-6 Way | 22B/26B | No. | Electrical
Power Pass Spleter/Coupler-6 Way | 22B/26C | No. | Electrical
Portable Battery Charger 24 Volt, DC | 22B/56A | No. | Electrical
Cealling Fan Hook | 22B/114D | No. | Electrical
Antenna Jack For AIS | 22B/128A | No. | Electrical
Porcelin Insulator (Round) 1" X 1" | 22B/1343 | No. | Electrical
Fiber Coupler | 22B/26D | No. | Electrical
Dish Coupling Jump Connector SS Metal | 22B/119B | No. | Electrical
Battery Terminal Double Connection Brass | 22B/55 | No. | Electrical
Bettery Charger For Walkie-Talkie Set. | 22B/57 | No. | Electrical
VHF Antenna Connecting Jack (Male) | 22B/128 | No. | Electrical
Cable Joiner | 22B/403 | No. | Electrical
Voltage Regulator Cut out 24V. 19A | 22B/423 | No. | Electrical
3Ty6 500 -0A Main Contact (Air Break Contactor 3TB-50) | 22B/442 | No. | Electrical
Canopy for Globe | 22B/555 | No. | Electrical
Heater Coil 5 K. W (Ship breaking) 380 Volts | 22B/585 | No. | Electrical
Heating Spiral-1000 Watt. | 22B/586 | No. | Electrical
Heating Element for Refrigerator 320V, 225 Watt. | 22B/587 | No. | Electrical
Heating Element 2000 Watt. 250 Volt | 22B/589 | No. | Electrical
Heating Element 1500 Watt. 250 Volt | 22B/590 | No. | Electrical
Hater Immersion 220/230 Volt, AC | 22B/600 | No. | Electrical
Heater Immersion 1000V. | 22B/601 | No. | Electrical
Heat Sink With Cable Lugs 11 KAVA Line | 22B/602 | Set | Electrical
Porcelain Insulator for Crane | 22B/609 | No. | Electrical
Stop Watch Chain | 22B/1307 | No. | Electrical
Hit Switch | 22B/1307A | No. | Electrical
G. I. Cable Channel 8’ x 4’ | 22B/1423 | No. | Electrical
IR Sensor (For AC) (Infrared Sensor) | 22B/1427 | No. | Electrical
Window Wipper-Rubber Stand | 22B/1917A | Set | Electrical
Search Light Glass-12" | 22B/565 | pc | Electrical
Porcelain Heater Base | 22B/578 | No. | Electrical
Instant Water Heater (Water Heater VIP) | 22B/581A | No. | Electrical
Mosquito Killer Set (Electric) Brand: Kill Pest, 2 X 10 Watt Tube | 22B/973 | Set | Electrical
Anemometer Jack Mode:- P-293 | 22B/1436 | No. | Electrical
Dryer-8 Kg capacity, Bosch Brand | 22B/622 | No. | Electrical
Transistor | 22B/119A | No. | Electrical
Radio Transistor Complete | 22B/1160 | No. | Electrical
Radio Transistor for National Panasonic 11 (Eleven) Band | 22B/1161 | No. | Electrical
Transistor 440 Volt. | 22B/1393 | No. | Electrical
Resistance Pipe Porcelain | 22B/1151 | No. | Electrical
Resistance for Welding -50 Ohms | 22B/1167 | No. | Electrical
Resistance for VCD-041+VC -50 Ohms | 22B/1167A | No. | Electrical
Rectifire 25-30 Volt (Positive + Negative) | 22B/1167B | No. | Electrical
Over Load Relay-45 Amps | 22B/1169 | No. | Electrical
Over Load Relay-110 Amps | 22B/1170 | No. | Electrical
TVB Antenna With Wire | 22B/1357 | Meter | Electrical
Colour Television 20-21" LG/Sony | 22B/1361 | No. | Electrical
LED Colour Television 32" LG/Sony | 22B/1361A | Set | Electrical
LED Colour Television 32" (Walton Brnad) | 22B/1361B | Set | Electrical
VCD, VCP, FUNY/VCD Player 3 Disc Complete Set | 22B/1362 | Set | Electrical
Video CD Player (3 Disc) | 22B/1384 | No. | Electrical
Video Recorder Digital | 22B/1384B | No. | Electrical
DVD Player (3 Disc) | 22B/1385 | No. | Electrical
Television-14” Color | 22B/1386 | No. | Electrical
Television-29” Color | 22B/1394 | No. | Electrical
LED TV 28” (LG) | 22B/1394A | Set | Electrical
Television Body Antenna | 22B/1396A | No. | Electrical
Television Body Antenna | 22B/1414 | No. | Electrical
Dish Antenna (Mini Satelight) Complete Set (‡Mvj Wvjvi g‡Zv) | 22B/1415 | Set | Electrical
LED TV-40” (Samsung) | 22B/1428 | Set | Electrical
LED TV-55” (Walton) | 22B/1429 | Set | Electrical
LED Smart TV-43” (Samsung) | 22B/1431 | Set | Electrical
LED Smart TV-40” (Samsung) Model: 40KU600 | 22B/1432 | Set | Electrical
LED Smart TV-32” (Samsung) Model: | 22B/1433 | Set | Electrical
Digital Video Recorder (NDVR) | 22B/1435 | Set | Electrical
LED Smart TV-55" (Brand: ECO+) | 22B/1429A | Set | Electrical
LED Smart Television-50" (Samsung) | 22B/1437 | Set | Electrical
Dinamo-12 Volt DC (As per sample) | 22B/461 | No. | Electrical
Blower Motor-3 KW. | 22B/506B | No. | Electrical
Blower Motor-5 KW. | 22B/506C | No. | Electrical
Electric Geyser-1 Ltr. Capacity. | 22B/627 | No. | Electrical
Electric Geyser-30 Ltr. Capacity. 3 K.W. | 22B/628 | No. | Electrical
Electric Geyser-15 Ltr. Capacity. 1200 W. | 22B/629 | No. | Electrical
Electric Geyser- Ltr. Capacity. | 22B/632 | No. | Electrical
Auto Washing Machine | 22B/633 | No. | Electrical
I.P.S (3000 W) | 22B/634 | No. | Electrical
I.P.S (Mosfet Type) 350 Watt. | 22B/634A | No. | Electrical
Electrical Insect Killer 220Volt | 22B/680 | Set | Electrical
Portable Diesel Generator Set. | 22B/939 | Set | Electrical
Winding Machine with accessories, 220V. | 22B/957 | Set | Electrical
Blender 220Volt | 22B/1405 | No. | Electrical
Micro Oven 22-30 Ltr | 22B/1406 | No. | Electrical
Silicon Diode 25 Amps + - (X¡­u¡X) | 22B/1120 | No. | Electrical
Diode 440 Volts, 6 Amps | 22B/1153 | No. | Electrical
Rectifire Diod No-4007 For Tube Light | 22B/1162 | No. | Electrical
Rectifire Diod No-A297/ TV LL. M 25-400 | 22B/1163 | No. | Electrical
Rectifire Diod M/R 326R-IN 3495R 468 | 22B/1164 | No. | Electrical
Rectifire Diod TRV 7004 | 22B/1165 | No. | Electrical
22B/1165A Rectifire Diode 200 Amps (Screw Type) | 22B/1165A | No. | Electrical
Diode Bing | 22B/1168 | No. | Electrical
Transformer 440 Volt. 200 VA | 22B/1388 | No. | Electrical
Load Maching Transformer | 22B/1389 | No. | Electrical
Transformer Input 220 Volt. 6-18 | 22B/1390 | No. | Electrical
Transformer Core ‘E’ core + ‘G’ Core. | 22B/1445 | No. | Electrical
Insulation Transformer 3 KVA | 22B/1446 | No. | Electrical
Capacitor 220. 8 µ Box Type | 22B/364 | No. | Electrical
Capacitor 14 MFD 220 Volt. | 22B/396A | No. | Electrical
Running Capacitor 15 UF 71 mm X 35 mm | 22B/397B | No. | Electrical
Choke Coil 40 Watt 230 Volt | 22B/421 | No. | Electrical
Choke Coil 40 Watt for 2 Rft Tube Light | 22B/421A | No. | Electrical
Electric Choke Coil 22 Watt/20 Watt | 22B/421B | No. | Electrical
Electric Choke Coil (Ballast)-400 Watt | 22B/421C | No. | Electrical
Ignitor220 Volt (35 W-400 W) | 22B/421D | No. | Electrical
Choke Coil 20 W. 230 V. 50 Cycles | 22B/424 | No. | Electrical
Choke Coil 250 W. 220 V. Single Phase | 22B/425 | No. | Electrical
Electronic Choke Coil 18-40 Watt. | 22B/427 | No. | Electrical
LED Driver/Ballast-18 Watt. (for LED Calling Light) | 22B/427 A | No. | Electrical
LED Driver/Ballast-24 Watt. (for LED Calling Light) | 22B/427 B | No. | Electrical
Energy Saving Electronics Balast-28 Watt (For T-5 4' Tube Light) | 22B/427C | No. | Electrical
LED Driver/Balast-50 Watt (For SMD LED Light) | 22B/427E | No. | Electrical
Energy Saving Electronics Balast-14 Watt (For T-5 2' Tube Light) | 22B/427D | No. | Electrical
Ebonite Sheet ¼” | 22B/481 | Kg. | Electrical
Ebonite Sheet 1” | 22B/482 | Kg. | Electrical
Ebonite Sheet 30 mm | 22B/482A | Kg. | Electrical
Ebonite Sheet 1/8” | 22B/484 | Kg. | Electrical
Ebonite Sheet 11/2” | 22B/485 | Kg. | Electrical
Ebonite Sheet 5/16” | 22B/485A | Kg. | Electrical
Ebonite Rod 1” Dia | 22B/493 | Kg. | Electrical
Ebonite Rod 11/2 “ Dia | 22B/494 | Kg. | Electrical
Formica Sheet 8’ X 4’ X 05 | 22B/500 | Sqm | Electrical
Myca Sheet Size: 12" x 12" | 22B/481A | M2 | Electrical
Ebonite Solid Round Smooth Bar-2" Dia | 22B/495 | Kg. | Electrical
Aluminimum Formica Sheet (Size: 8' x 4' x 0.5 mm) | 22B/500A | Sqm | Electrical
Ebonait Sheet Size: 4" x 4" | 22B/483A | pc | Electrical
Lube Oil Pump Motor 2.2 KW. | 22B/930 | No. | Electrical
Electric Motor 3HP, 3 Phase | 22B/931 | No. | Electrical
Fuel Oil Pump Motor 2.2 KW. With Starter | 22B/932 | No. | Electrical
Electric Motor 30 HP, 380-400V, 3 Phase 50 Cycle, 2800 RPM | 22B/933 | No. | Electrical
Electric Motor 1 HP, 3 Phase 50 Cycle, 420 Volt. | 22B/935 | No. | Electrical
Electric Motor 1 HP, 1 Phase 50 Cycle, 220 Volt. | 22B/936 | No. | Electrical
Electric Motor 10 HP, 3 Phase, 50 Hz, 820 Volt, for Air Cooler. | 22B/941 | No. | Electrical
Wiper Motor Complete Set 12 Volt, DC, Marine Type | 22B/955 | Set | Electrical
Siren Motor-24 Volt, DC | 22B/956 | No. | Electrical
Bridge Rectifire-10 KV | 22B/1142 | Set | Electrical
Plate Rectifier (6 Pcs= 1 Set) | 22B/1152 | Set | Electrical
Compact Bridge Rectifire-4 Pin | 22B/1167C | No. | Electrical
Auto Rectrifire Metal | 22B/1167D | No. | Electrical
Bridge Rectifire diod 10 Amps | 22B/1168A | No. | Electrical
Tube light Stater 40 Watt | 22B/1272 | No. | Electrical
Tube light Stater 18-22 Watt | 22B/1272B | No. | Electrical
Tube Light Stater 20 Watt. | 22B/1274 | No. | Electrical
Direct ON Line Starter with Over Load Protector 6-12 Amps. | 22B/1292 | No. | Electrical
Direct ON Line Starter Switch with Over Load 16 Amps. 380 Volts. | 22B/1293 | No. | Electrical
Star Delta Starter With Over Load Protector 16 Amps 380 Volt. | 22B/1294 | No. | Electrical
Direct ON Starter for 3 Phase Motor With Over Load Protector 25-35 Amps, 440 Volt. | 22B/1295 | No. | Electrical
Rotary Type Star Delta Starter 10-25 Amps | 22B/1301 | No. | Electrical
Wall Mounting Star Delta Starter 35A. With Over Ead Protector. | 22B/1302 | No. | Electrical
Bitumin | 27B/33 | Kg. | Electrical
Astor Seller (Clear Seller) | 27B/41A | Liters | Electrical
Thinner DT 41 | 27B/43 | Liters | Electrical
Top Coat Glage (TZ 282) | 27B/44 | Liters | Electrical
Hadenar DT | 27B/45 | Liters | Electrical
Thinner DT 446 | 27B/46 | Liters | Electrical
Lequid Mehagoni (XE-1900-90) | 27B/47 | Kg. | Electrical
Lequer (Golden Colour) | 27B/48 | Kg. | Electrical
T Putting | 27B/49 | Kg. | Electrical
Epoxy Putting | 27B/50 | Kg. | Electrical
Sindur Powder | 27B/83 | Kg. | Electrical
Karpa | 27B/311 | Liters | Electrical
Linseed Oil D/B | 27B/342 | Liters | Electrical
Mex Phalte (Black Compound) | 27B/373 | Liters | Electrical
Hard Pitch 10/20 Grate | 27B/375 | Kg. | Electrical
Mathy Lated Sprit | 27B/391 | Liters | Electrical
N. C Thinner | 27B/405 | Liters | Electrical
Paint Veeto daygtow Flourese Ink. | 27B/409 | POT | Electrical
N. C Paints (Navy Blue) | 27B/411 | Liters | Electrical
Red Oxide Powder | 27B/1057 | Kg. | Electrical
Robin Blue Powder | 27B/1058 | Kg. | Electrical
Mehogni Powder | 27B/1060 | Kg. | Electrical
Brown Powder | 27B/1061 | Kg. | Electrical
White Zinc Oxide Powder | 27B/1063 | Kg. | Electrical
White Powder | 27B/1070 | Kg. | Electrical
Elamati | 27B/1071 | Kg. | Electrical
Black Oxide Powder | 27B/1072 | Kg. | Electrical
French Powder | 27B/1073 | Kg. | Electrical
Shorisha Ful Rang | 27B/1075 | Kg. | Electrical
Pury Powder | 27B/1076 | Kg. | Electrical
Kathaly Power | 27B/1077 | Kg. | Electrical
Blue Oxide Powder | 27B/1078 | Kg. | Electrical
Red Oxide Powder | 27B/1083 | Kg. | Electrical
Korian Putty | 27B/1099 | PAD | Electrical
White Putty | 27B/1100 | Kg. | Electrical
Ragon | 27B/1147 | Kg. | Electrical
Shahllac Thine | 27B/1178 | Kg. | Electrical
Terpentine | 27B/1209 | Liters | Electrical
White Seller (Searlock T-8) | 27B/41 | Liters | Electrical
Red Color (Lal Rong) | 27B/51 | Kg. | Electrical
Brown Seller | 27B/52 | Liters | Electrical
Hardener (TU-80) | 27B/57 | Liters | Electrical
Black Selar (8035) | 27B/55 | Liters | Electrical
Paint Hammer Finish L-T- Grey | 27B/231 | Liters | Electrical
Paint Hammer Finish Silver Colour | 27B/237 | Liters | Electrical
Paint Hammer Blue Colour | 27B/238 | Liters | Electrical
Paint Hammer Golden Yellow | 27B/239 | Liters | Electrical
Paint Aluminum | 27B/473 | Liters | Electrical
Paint A/ F Red | 27B/476 | Liters | Electrical
Paint A/C Black | 27B/478 | Liters | Electrical
Paint Dark Grey Enamel | 27B/507 | Liters | Electrical
Paint Black Bituminous | 27B/511 | Liters | Electrical
Paint Boot Toping Post Office Red (Conventional Marine) | 27B/512 | Liters | Electrical
Paint Chimny Black Heatprof | 27B/513 | Liters | Electrical
Paint Cream Enamel | 27B/533 | Liters | Electrical
Paint Sginal Red | 27B/533A | Liters | Electrical
Roofing Gray (Compund) | 27B/534 | Liters | Electrical
Paint Off White | 27B/537 | Liters | Electrical
Paint Golden Brown | 27B/539 | Liters | Electrical
Paint Golern Yellow Enamel | 27B/541 | Liters | Electrical
Paint Chlorubber A/F Red | 27B/545 | Liters | Electrical
Paint Non-Skid Black Enamel | 27B/555A | Liters | Electrical
Paint Non-Skid Dack Black | 27B/555B | Set | Electrical
Paint Pink Enamel | 27B/572 | Liters | Electrical
Paint Navy Blue Enamel | 27B/601 | Liters | Electrical
Paint Sky Blue Enamel | 27B/601A | Liters | Electrical
Paint Post Office Red (Conv. Marine) | 27B/607 | Liters | Electrical
Paint Yellow Enamel | 27B/610 | Liters | Electrical
Paint Cobalt Blue Enamel (Barger Blue) | 27B/611 | Liters | Electrical
Paint Light Grey (Conventional Marine) Enamel | 27B/612 | Liters | Electrical
Paint B.S. Grey Enamel | 27B/612A | Liters | Electrical
Paint White Enamel (Conv. Marine) | 27B/613 | Liters | Electrical
Paint Green Enamel | 27B/614 | Liters | Electrical
Paint Black Enamel | 27B/617 | Liters | Electrical
Paint Signal Red Enamel | 27B/619 | Liters | Electrical
Paint Red Oxide Primer | 27B/876 | Liters | Electrical
Paint Wash Primer | 27B/879 | Liters | Electrical
Paint White Undercoat | 27B/1003 | Liters | Electrical
Paint Red lead Primer | 27B/1004 | Liters | Electrical
Paint Yellow Zinc Chromite | 27B/1030 | Liters | Electrical
Paint Zinc Chromite Primer | 27B/1031 | Liters | Electrical
Paint Orenge/Tangerine Enamel | 27B/568 | Liters | Electrical
Paint Redoxide A/C | 27B/479A | Liters | Electrical
Paint Epoxy A/C Red | 27B/479 | Liters | Electrical
Paint Epilux- 610,(2:1 Pack) | 27B/516 | Liters | Electrical
Paint Epilux- 5 Cholate | 27B/518 | Liters | Electrical
Paint Epilux- 155 Gray Primer | 27B/519 | Liters | Electrical
Paint Epoxy Red Oxide Primer | 27B/525 | Liters | Electrical
Paint Seab Epilux 4 Enamel Wihte 2 Pack System 2:1 | 27B/526 | Liters | Electrical
Paint Epoxy Red Oxide A/C | 27B/527A | Liters | Electrical
Paint Curing Agent for Above | 27B/531 | Liters | Electrical
Paint Epoxy Orenge Enamel | 27B/544 | Liters | Electrical
Paint Boot Topping Black | 27B/548 | Liters | Electrical
Paint Epilux-5 With C/ABlack | 27B/551 | Liters | Electrical
Paint Eooxy-4 Signal Read | 27B/553 | Liters | Electrical
Paint Epilux-4 MIO (Micaceous Iron) | 27B/554 | Liters | Electrical
Paint Epoxy Black Enamel | 27B/555 | Liters | Electrical
Paint Epoxy Non Skid Green | 27B/557 | Liters | Electrical
Paint Deck Green | 27B/563 | Liters | Electrical
Paint Georgian Green (Conventional Marine) | 27B/564 | Liters | Electrical
Paint Deck Green (Non Skid) Enamel | 27B/566 | Liters | Electrical
Paint Epoxy Non Skid Green | 27B/567 | Liters | Electrical
Paint Orenge | 27B/568 | Liters | Electrical
Paint Epoxy Post Office Red | 27B/591A | Liters | Electrical
Paint Epoxy White Enamel | 27B/613A | Liters | Electrical
Paint Epoxy All Purpose Primer Marine with Curring Agent. | 27B/627 | Liters | Electrical
Paint E-4 Epoxy Elamel Light Gray | 27B/634 | Liters | Electrical
Paint Epoxy Whit Undercoat | 27B/1003A | Liters | Electrical
Paint Epoxy Zinc Chromite | 27B/1032 | Liters | Electrical
Jensolin PU Epoxy Light Grey With Curring Agent | 27B/558 | Liters | Electrical
Distemper White | 27B/696 | Liters | Electrical
Distemper Ice Blue | 27B/699 | Liters | Electrical
Distemper Rose Pink | 27B/701 | Liters | Electrical
Distemper Off White | 27B/710 | Liters | Electrical
Distemper Sea Bule | 27B/712 | Liters | Electrical
Paint Weather Coat Off White | 27B/713 | Liters | Electrical
Paint Destemper Off White | 27B/714 | Liters | Electrical
Salt Safe | 27B/718 | Liters | Electrical
Rady Putting | 27B/719 | Liters | Electrical
Rady Putting Powder | 27B/719A | Liters | Electrical
Water Sealer/Plastron Wall Sealer | 27B/720 | Liters | Electrical
Paint Weather Coat Bule | 27B/725 | Liters | Electrical
Paint Plastic Emalsion ICE Blue | 27B/691(A) | Liters | Electrical
Plastic Emalsion Paint White | 27B/695 | Liters | Electrical
Plastic Emolsion Paint Sky Blue | 27B/699A | Liters | Electrical
Plastic Emolsion Paint Off White | 27B/699B | Liters | Electrical
Plastic Emalsion Paint Blue | 27B/655 | Liters | Electrical
Plastic Emalsion Paint Cream | 27B/675 | Liters | Electrical
Epoxy Thinner & Cleanner T-10 | 27B/491A | Liters | Electrical
Thinner T-6 (Enamel) | 27B/493 | Liters | Electrical
Thinner T-7 (Epoxy) | 27B/494 | Liters | Electrical
Thinner T-11 ( For Wash Primer) | 27B/495A | Liters | Electrical
Thinner T-1 | 27B/496A | Liters | Electrical
Jensolin Thinner T-8 (Epoxy) | 27B/94A | Liters | Electrical
Air Break Contractor 100 A. 380 Volts 3TB-50 | 36B/E/14 | No. | Electrical
Air Break Contator 3 TA-23 380+220V | 36B/E/18 | No. | Electrical
Air Break Contactor 3TA-21 Coil Voltage 380 | 36B/E/23 | No. | Electrical
Air Break Contactor 3TA-22 220/380 Volts | 36B/E/24 | No. | Electrical
Air Break Contractor-24 Volt | 36B/E/25A | No. | Electrical
Air Break Contactor 3TB-44 220 | 36B/E/27 | No. | Electrical
Air Break Contactor 3TB-44 380 | 36B/E/27A | No. | Electrical
Air Break Contator 3TB-48 380 Volt | 36B/E/31 | No. | Electrical
Air Break Contactor 3TB-50 380 Volt | 36B/E/35 | No. | Electrical
Air Break Contactor 3TB/3TH -82 (220 Volt) | 36B/E/54B | No. | Electrical
Air Break Contactor 3TB/3TH -82 (380 Volt) | 36B/E/54C | No. | Electrical
3 TH. 8244- ) AMO Contactor Relay 44E Dinen 50011 RN+4NC Screw Terminal AC Operated ac 50 HE | 36B/E/195 | No. | Electrical
Air Break Contactor 3TB-50 Coil Voltage 440, 165 Amps | 36B/E/35A | No. | Electrical
Air Condition 1 Ton Capacity Split Type | 36B/E/16 | No. | Electrical
Air Condition 1.5 Ton Capacity Split Type LG/Gree | 36B/E/16A | No. | Electrical
Air Condition 2 Tob Capacity Window Type, Gree. | 36B/E/17C | No. | Electrical
Air Condition 2 Ton Capacity Split Type, LG Brand | 36B/E/21 | No. | Electrical
Air Condition 1.5 Ton Capacity Split Type Walton | 36B/E/16B | No. | Electrical
Split Type AC 1.00 Ton Capacity (Walton) | 36B/E/16C | No. | Electrical
Portable Type Air Condition 01 Ton Capacity | 36B/E/17 | No. | Electrical
Marine Type Water Cooled Air Conditioner 12000 BTU Complete Set | 36B/E/17B | Set | Electrical
Split Type AC 5.00 Ton Capacity (Gree) | 36B/E/21A | No. | Electrical
AC Air Filter (Foam Filter) Size: 10' x 5' | 36B/E/299A | Sft | Electrical
Fan Blade for 5 Ton AC | 36B/E/307 | No. | Electrical
Fan Blade for 2 Ton AC | 36B/E/308 | No. | Electrical
Condenser For 1.5 Ton Split Type AC (LG Brand) | 36B/E/323 | Set | Electrical
Blower Motor for 1.5 Ton AC | 36B/E/324 | No. | Electrical
Magnatic Contractor 22-25A. 220 Volt. | 36B/E/42 | No. | Electrical
Magnatic Contractor 32 Amps, 220 Volt. | 36B/E/43 | No. | Electrical
Magnatic Contractor 50-60A, 220/440 V. | 36B/E/47 | No. | Electrical
Magnatic Contractor 16-20A, 220 Volt. | 36B/E/49 | No. | Electrical
Air Break Magnatic Contactor 45 A. 80A, | 36B/E/54A | No. | Electrical
Magnatic Contactor 105A, Model AU75-30-11RA (For Power House) | 36B/E/57A | No. | Electrical
Morganite Carbon-Brush Size: 1" X 7/8” X 1/2” | 36B/E/57 | No. | Electrical
Carbon Brush With Spring for Grinding Machine | 36B/E/83A | No. | Electrical
Carbon Brush 1” X 3/4” X 11/4” For Fork Lifter | 36B/E/89A | No. | Electrical
Carbon Brushes Part No-160701416 | 36B/E/90A | Set | Electrical
Carbon Brushes (7" Grander Machine) | 36B/E/90B | Set | Electrical
Carbon Brushes (14" Speed Cutting Machine) | 36B/E/90C | Pair | Electrical
Carbon 21/2” X 21/2” X 21/2” | 36B/E/94 | No. | Electrical
Carbon Brush 11/2" X 1/2" X 11/4" (for Dredger Masranga) | 36B/E/74A | No. | Electrical
Carbon Brushes Grade ¾"X 11/2" X5/8" | 36B/E/94 | No. | Electrical
Circuit Breaker 10 Amps 2 Pole | 36B/E/157 | No. | Electrical
Circuit Switch 3 Pole 415 V. 32 Amps | 36B/E/161 | No. | Electrical
Circuit Switch 3 Pole 415 V. 100A. | 36B/E/162 | No. | Electrical
Circuit Switch 3 Pole 150 Amps. | 36B/E/162A | No. | Electrical
Circuit Breaker 175 Amps MCB | 36B/E/162B | No. | Electrical
Circuit Breaker 10 A. MCCB, D. P. (Ship Breaking). | 36B/E/171A | No. | Electrical
Circuit Breaker 3 Pole 50 Amps | 36B/E/174 | No. | Electrical
Circuit Breaker 2 Pole 10 Amps | 36B/E/174A | No. | Electrical
Circuit Breaker 2 Pole 15 Amps | 36B/E/175 | No. | Electrical
Circuit Breaker 3 Pole 15 Amps (S. Store) | 36B/E/175A | No. | Electrical
Circuit Breaker 15 Amps (D. P) (S. Store) | 36B/E/175B | No. | Electrical
Circuit Breaker 3 Pole 15 Amps | 36B/E/176 | No. | Electrical
Circuit Breaker 3 Pole 20 Amps | 36B/E/177 | No. | Electrical
Circuit Breaker 2 Pole 30 Amps | 36B/E/178 | No. | Electrical
Circuit Breaker 3 Pole 30 Amps | 36B/E/178A | No. | Electrical
Circuit Breaker Switch 3 Pole L. G. | 36B/E/178B | No. | Electrical
Circuit Breaker 30 A. MCB, D. P. (Ship Breaking). | 36B/E/178C | No. | Electrical
Circuit Breaker 40 Amps, 3 Pole | 36B/E/179B | No. | Electrical
Circuit Breaker Switch 75 | 36B/E/180 | No. | Electrical
Circuit Breaker 2 Pole 50 Amps | 36B/E/183 | No. | Electrical
Circuit Breaker 50 Amps 3 Pole with Over Load. | 36B/E/183A | No. | Electrical
Circuit Breaker 2 Pole 25 Amps | 36B/E/185 | No. | Electrical
Circuit Breaker 200 Amps | 36B/E/186 | No. | Electrical
Circuit Breaker 175 Amps MCCB | 36B/E/186A | No. | Electrical
Circuit Breaker 400 Amps MCCB, 3 P. | 36B/E/187 | No. | Electrical
Circuit Breaker 350 Amps MCCB, 3 P. | 36B/E/187A | No. | Electrical
Circuit Breaker 300 Amps | 36B/E/188 | No. | Electrical
Circuit Breaker 500/600 Amps MCCB, | 36B/E/188A | No. | Electrical
Circuit Breaker 3 Pole 60 Amps | 36B/E/193 | No. | Electrical
Circuit Breaker 60 Amps 415 Volts | 36B/E/193A | No. | Electrical
Circuit Breaker 2 Pole 60 Amps | 36B/E/194 | No. | Electrical
Circuit Breaker 3 Pole 150 Amps | 36B/E/197 | No. | Electrical
Circuit Breaker-125 Amps, 440Volt, 3 Pole Terasaki | 36B/E/162C | No. | Electrical
Circuit Breaker-100 Amps, 2 Pole (Ship Breaking) | 36B/E/180A | No. | Electrical
Circuit Breaker-800 Amps, 3 Pole | 36B/E/188B | No. | Electrical
Circuit Breaker-100 Amps, 3 Pole | 36B/E/188D | No. | Electrical
Circuit Breaker 1600 Amps MCCB, 3 Pole. | 36B/E/188E | No. | Electrical
Circuit Breaker-250 Amps, 3 Pole | 36B/E/199 | No. | Electrical
Running Capacitor 50 . 450 V. | 36B/E/129A | No. | Electrical
Capacitor 60 MFD | 36B/E/129B | No. | Electrical
Capacitor 45 MFD Single | 36B/E/129C | No. | Electrical
Running Capacitor 10MF, 400V. . | 36B/E/130 | No. | Electrical
Running Capacitor 100MF On + 30%. 250 Volts. | 36B/E/130A | No. | Electrical
Capacitor 200 MFD | 36B/E/130C | No. | Electrical
Starting Capacitor 220V AC 10MFD | 36B/E/151 | No. | Electrical
Starting Capacitor 400 MFD 220V | 36B/E/151A | No. | Electrical
Running Capacitor-6 MFD | 36B/E/203A | No. | Electrical
Running Capacitor-8 MFD | 36B/E/203B | No. | Electrical
Capacitor P.P.M 440 Volts. | 36B/E/206 | No. | Electrical
Capacitor Siemens 4 RB3 125-5 AB38 | 36B/E/207 | No. | Electrical
Capacitor-10 MFD | 36B/E/208 | No. | Electrical
Running Capacitor 25 UF 50/60 Hz. 450 Volts | 36B/E/209 | No. | Electrical
Capacitor-20 MFD | 36B/E/209A | No. | Electrical
Capacitor-30 MFD | 36B/E/209B | No. | Electrical
Running Capacitor 50 MFD ± 5% | 36B/E/210 | No. | Electrical
Combined Capacitor 45+5 UF for AC/Pump | 36B/E/210A | No. | Electrical
Capacitor 220 Volts 400 MFD | 36B/E/214 | No. | Electrical
Running Capacitor 35 MFD, 220 Volts | 36B/E/215 | No. | Electrical
Combined Capacitor 35UF+5% | 36B/E/215B | No. | Electrical
10 KVA Capacitor (for Power House) | 36B/E/227 | No. | Electrical
Combined Capacitor 50+5 MFD | 36B/E/129A | No. | Electrical
Capacitor 60 MFD | 36B/E/129B | No. | Electrical
Running Capacitor 5 uf + 5% for AC Blower Outdoor Unit 450 V | 36B/E/203 | No. | Electrical
Capacitor 16 MFD, 400 Volt | 36B/E/208B | No. | Electrical
Capacitor 15-16 MFD, 450 Volt, Box Type for P/S Mig Welding M/C | 36B/E/242 | No. | Electrical
Capacitor 60 UF (MFD), 1250 Volt, Box Type for P/S Mig Welding M/C | 36B/E/243 | No. | Electrical
Potentio Meter with Knob Wire Wound Type, 10K (for P/S Mig Welding M/C) | 36B/E/244 | No. | Electrical
Non Electrolytic Capacitor (PF) 32D 821K (for P/S Mig welding M/C) | 36B/E/245 | No. | Electrical
Non Electrolytic Capacitor (PF)751KD 14 (for P/S Mig welding M/C) | 36B/E/246 | No. | Electrical
Refrigerator-16 Cft. | 36B/E/306 | No. | Electrical
Refrigerator 8 CFT | 36B/E/282 | No. | Electrical
Freez/Refrigerator-12 Cft | 36B/E/279 | No. | Electrical
Refrigerator-8.5 Cft (Sharp Brand) | 36B/E/285A | No. | Electrical
Refrigerator 10 CFT (235 Ltr) | 36B/E/286A | No. | Electrical
Deep Freez 6.5 Cft | 36B/E/297 | No. | Electrical
Deep Freez 205 Ltr. | 36B/E/298 | No. | Electrical
Refrigerator 5 CFT | 36B/E/299 | No. | Electrical
Filter for Deep Freez (Silical gel Filter) | 36B/E/300 | No. | Electrical
Freez Condenser-1/4" | 36B/E/301 | No. | Electrical
Freez Condenser-1/8" | 36B/E/302 | No. | Electrical
Deep Freez 10.5 Cft (295 Ltr) | 36B/E/304 | No. | Electrical
Deep Freez 9.5 Cft (255 Ltr) (Walton Brand) | 36B/E/305 | No. | Electrical
Dehumidifire with 01 set Digital Higrometer | 36B/E/236 | No. | Electrical
Energy Meter Single Phase 40 Amps. | 36B/E/254 | No. | Electrical
Energy Meter Three Phase 4 Wire System Unbalanced Load 380-440 Volt 30A.50 Cycles 90% Value. | 36B/E/247A | No. | Electrical
Digital Energy Meter 60 Amps. | 36B/E/256 | No. | Electrical
Megar Digital- 1000 Volt | 36B/E/498A | No. | Electrical
Frequency Meter 0-60 Amps. | 36B/E/509 | No. | Electrical
Amps Meter 0-60 Amps. | 36B/E/509A | No. | Electrical
Volt Meter 0-500 | 36B/E/510 | No. | Electrical
Killowatt Meter, 3 Phase, 0-100 KW. | 36B/E/510A | No. | Electrical
D.C. Volt Meter 0-60 Amps | 36B/E/512A | No. | Electrical
Digital Multy Meter | 36B/E/518 | No. | Electrical
Avo Meter (Enalong Type) Sunwa | 36B/E/518A | No. | Electrical
Ampere Meter 0-50 with CT 4" X 4" | 36B/E/531 | No. | Electrical
Volt Meter 0-600 Volt. | 36B/E/533 | No. | Electrical
Megger-500 Volt, Analogue | 36B/E/499 | No. | Electrical
Digital Milliohm Megger-50 Volt | 36B/E/499A | No. | Electrical
Amps Meter-AC/ 24 Volt DC (3" x 3") | 36B/E/511A | No. | Electrical
Volt Meter 0-30 Volt DC (4" x 4") | 36B/E/512 | No. | Electrical
Ampire Meter 0-60 Amps AC/DC (3" x 3") | 36B/E/520 | No. | Electrical
Digital Clamp Meter 500 Volt, Insulation Tester unite 0-1000 A. | 36B/E/536 | No. | Electrical
Digital RPM Meter (Laser Type) 20,000-30,000 RPM | 36B/E/536A | No. | Electrical
Automatic Voltage Stublizer (AVR) | 36B/E/538 | No. | Electrical
Digital High Voltage Megger (Insulation Tester) 1.1 KV | 36B/E/539 | No. | Electrical
Digital High Voltage Megger (Insulation Tester) 2.5 KV | 36B/E/540 | No. | Electrical
Potentio Meter 5K 03 Wire | 36B/E/545 | No. | Electrical
RF Power Meter/RF Directional Thruline Watt Meter Complete Set | 36B/E/546 | Set | Electrical
Temperature Controler 220 Volt AC | 36B/E/559A | No. | Electrical
Gauge Meter 3 Valp | 36B/E/599B | No. | Electrical
Over Load Relay 2-7 | 36B/E/575 | No. | Electrical
Over Load Relay 18-26 Amps. | 36B/E/583 | No. | Electrical
Over Load Relay 24-34 Amps. | 36B/E/584 | No. | Electrical
Relay 12 Volt, DC ICO 2/3 Pole with Base | 36B/E/384 | No. | Electrical
Relay 12 Volt, DC 4CO 2/3 Pole with Base | 36B/E/385 | No. | Electrical
Diode= IN=4148 | 36B/E/386 | No. | Electrical
Diode=IN=4007 | 36B/E/387 | No. | Electrical
Over Load Relay 2-7 Amps, 380 Volts | 36B/E/575 | No. | Electrical
Over Load Relay 05-06 Amps (for Fresh Water Pump) 10 Pin | 36B/E/585 | No. | Electrical
Relay Unit -24 Volt, DC (for Mig Welding M/C) | 36B/E/586 | No. | Electrical
Over Load Relay-100 Amps, 3 Pole, 440V, AC | 36B/E/587 | No. | Electrical
Wire Wound Resistor- 01 KIL0 | 36B/E/675 | No. | Electrical
Wire Wound 05 K Resistor-470 Ohams | 36B/E/676 | No. | Electrical
Wire Wound 10 K Resistor | 36B/E/677 | No. | Electrical
Motor Compressor Unit 1/4" HP 1 Phase | 36B/E/152A | No. | Electrical
Compressor Motor 1.5 HP For Air Conditioner 18000 BTU | 36B/E/154 | No. | Electrical
Compressor Motor 1 HP For Air Conditioner 12000 BTU LG Brand | 36B/E/154C | No. | Electrical
Compressor Motor 5 HP For Air Conditioner 60000 BTU | 36B/E/154D | No. | Electrical
Electric Motor 2 HP, 220 V, 1.5 KW | 36B/E/154E | No. | Electrical
Digital Speed Switch For Disel Generator DSE-103/MK11 | 36B/E/237 | Set | Electrical
Compressor Motor For Window Type AC-2 Ton Capacity | 36B/E/154F | No. | Electrical
Compressor Motor For Window Type AC-2 Ton Capacity | 36B/E/154B | No. | Electrical
Control PCB for Mig Welding M/C, MIG 350, Sl No DPO401101011 | 36B/E/238 | No. | Electrical
Control PCB for Mig Welding M/C, GB 15579, Sl No B400BU039W01 | 36B/E/239 | No. | Electrical
Display PCB for MIG Welding M/C, MIG-350, Brand: UP UNIPOW | 36B/E/240 | No. | Electrical
Solenoid Valve for Mig Welding M/C Brand: BONAVALVE, 24V, DC, 8 bar, IP 00/65 | 36B/E/241 | No. | Electrical
Washing Machine (LG) | 36B/E/293 | No. | Electrical
Microw Oven (Medium) | 36B/E/294 | No. | Electrical
GPS Portable (Hand GPS) | 36B/E/314 | Set | Electrical
Magnatic Puckup | 36B/E/315 | Set | Electrical
Frequency Controller/Inverter/VFD | 36B/E/316 | Set | Electrical
Inverter, 3 Phase, 5.5 KW, VFD/Inverter for Febrication Shade Over Head Crane | 36B/E/317 | No. | Electrical
Inverter, 3 Phase, 7.5 HP/ KW, VFD/Inverter for P/S Over Head Crane | 36B/E/318 | Set | Electrical
Inverter, 3 Phase, 1.5 KW, VFD/Inverter for Febrication Shade Over Head Crane | 36B/E/319 | Set | Electrical
Touch Screen Display for Hydraulic Pipe Bending Machine Model: XM-B115NC | 36B/E/402 | Set | Electrical
Limit Sensor (Encoder) for Hydraulic Pipe Bending Machie | 36B/E/403 | No. | Electrical
Solenoid Valve Complete Set with Limit Switch | 36B/E/468 | Set | Electrical
Multi Media Projector (Screen 70" X 70") | 36B/E/594 | Set | Electrical
Multi Media Projector with Screen (90" X 90") | 36B/E/594B | Set | Electrical
PABX System-8 Line, Model: KH-TES824, Panasonic | 36B/E/595A | Set | Electrical
Transformer 10 KVD, 400 Volt, 3 Phase | 36B/E/596 | No. | Electrical
Solar Pannel with all accessories | 36B/E/603 | Set | Electrical
Step Down Transformer 5 KVA, 440/220 Volt | 36B/E/610A | Set | Electrical
Power Factor Improvement Plant | 36B/E/611 | Set | Electrical
DC Rectifire 10 KVA, 220V, AC/ 24V, DC | 36B/E/679 | Set | Electrical
RIB Starting Key Assembly with Starting Key (05 Pole Switch for RIB Boat) | 36B/E/681 | No. | Electrical
Pannel Heater-100 Watt for KSY Power House | 36B/E/732 | No. | Electrical
Switch Board | 36B/E/598 | No. | Electrical
Box for DC Switch Board (2' x 2' x 1') Double Door, Three Meters Hole, 16 SWG Sheet | 36B/E/598A | No. | Electrical
Box for Navigation Light Panel (2' x 2' x 1') Double Door, Three Meters Hole, 16 SWG Sheet | 36B/E/598B | No. | Electrical
Distribution Box (PVC) (Circuit Breaker Box) | 36B/E/598C | No. | Electrical
Main Distribution Box Complete Set (40" x 18" x 48") | 36B/E/613 | Set | Electrical
Sub Distribution Box Complete Set (30" x 8" x 36") | 36B/E/614 | Set | Electrical
Sub Distribution Box Complete Set (30" x 8" x 36") | 36B/E/615 | Set | Electrical
Distribution Box (Switch Board)-1600 Amps, Complete (4' x 4.5' x 1.10 x 2.5') | 36B/E/616 | Set | Electrical
Change Over Switch 3 Phase, 440 V, 100 Amps, 18 SWT GL Metal Double Handle, Copper Contact (1" x 3/16") | 36B/E/703 | No. | Electrical
Change Over Switch, 500 Volts, 600-800 Amps, 3 Phase | 36B/E/707 | Set | Electrical
Change Over Switch 3 Phase, 440 V, 2500 Amps, | 36B/E/708A | Set | Electrical
Motor Starter 3 Phase, 25 Amps, 415 Volts ON/OFF Switch with Over Load | 36B/E/710 | No. | Electrical
Change Over Switch 3 Phase, 440 V, 800 Amps, | 36B/E/713B | No. | Electrical
Electric Timer With Base 5/10 (60 Sceond) | 36B/E/724 | No. | Electrical
Arma Flex Tube Insulator 1/2" dia. | 36B/E/36 | Meter | Electrical
Arma Flex Insulating Pipe 1/4" dia. | 36B/E/36A | Meter | Electrical
Arma Flex Tube 3/4" dia. | 36B/E/37 | Meter | Electrical
Arma Flex Tube 3/8" dia. | 36B/E/37A | Meter | Electrical
Arma Flex Tube 5/8" dia. | 36B/E/37B | Meter | Electrical
Arma Fiex Tube Insulator 1" | 36B/E/39 | Meter | Electrical
Insulator Bushber L- 21/2" X 11/2"X 2" | 36B/E/46 | No. | Electrical
Basber Suporter (Porcelin Insulator) | 36B/E/46A | No. | Electrical
Insulator Bushber L- 4" X 2"X 11/2" | 36B/E/48 | No. | Electrical
Copper Contactor Point Round Type with Spring. L-13 mm, dia-10 mm | 36B/E/93A | No. | Electrical
Copper Tubes for Air Conditioner ½ " Bose | 36B/E/131 | Meter | Electrical
Copper Tube for Air Conditioner 1/4" | 36B/E/135 | Meter | Electrical
Copper Tube 5/16" | 36B/E/135A | Meter | Electrical
Copper Tube OD- 3/8" | 36B/E/136 | Meter | Electrical
Copper Tube OD- 5/8" | 36B/E/136A | Meter | Electrical
Capilary Tube (For Refrigarator) | 36B/E/153 | Meter | Electrical
Copper Tube-1/8" AC Capilary Tube | 36B/E/159 | Meter | Electrical
Copper Bar 1" X 1/8" | 36B/E/211 | Meter | Electrical
Copper Bar 11/2 " X 4 m. m. | 36B/E/212B | Meter | Electrical
Copper Bar 1/3 " X 3/16" X 8’ | 36B/E/213 | Meter | Electrical
Buzzer 230 Volt, AC | 36B/E/234 | No. | Electrical
IVAPORTER for AC-1.5 Ton | 36B/E/235 | No. | Electrical
AC Filter | 36B/E/295 | No. | Electrical
Electric Heater Element 1500 Watt (Complete Set) | 36B/E/341 | Set | Electrical
Limit Switch With Actuating Roller With Normally Open and Close Contact 10-15 A. | 36B/E/467 | No. | Electrical
Voltage Regulator/ Cut Out | 36B/E/515 | No. | Electrical
Motor Starting Clatch | 36B/E/529 | Meter | Electrical
Condenser For 1.5 Ton AC | 36B/E/198 | No. | Electrical
Copper Busbar 38 mm X 12 mm Thick | 36B/E/211A | Meter | Electrical
Copper Busbar 50 mm X 25 mm Thick | 36B/E/211B | Meter | Electrical
Copper Busbar 50 mm X 10 mm Thick | 36B/E/211C | Meter | Electrical
Copper Busbar 32 mm X 05 mm Thick | 36B/E/212 | Meter | Electrical
Connecting/Suction Valve-1/2" for Split Type AC | 36B/E/263 | No. | Electrical
Non Return Valve-1/4" for Split Type AC | 36B/E/266 | No. | Electrical
Gass Charging Nipple R-410 for Fridge/AC | 36B/E/270 | No. | Electrical
Connecting/Suction Valve-1/4" for Split Type AC | 36B/E/260 | No. | Electrical
Connecting/Suction Valve-3/8" for Split Type AC | 36B/E/261 | No. | Electrical
Connecting/Suction Valve-5/8" for Split Type AC | 36B/E/262 | No. | Electrical
Heater Elements 3000 Watt 380 Vlots 320 mm (Complete Set) | 36B/E/342 | No. | Electrical
Display Control Unit Complete Set for Power House Compressure | 36B/E/346 | Set | Electrical
Induction Heater Coil-2000 W. (For Induction Cooker) | 36B/E/347 | No. | Electrical
Room Heater for Officers Mess | 36B/E/348 | No. | Electrical
I. C LM-324 | 36B/E/379 | No. | Electrical
Transistor= BC-547/557 | 36B/E/388 | No. | Electrical
IC-HCF, BE-4093 | 36B/E/389 | No. | Electrical
IC=HCF-4066 BE | 36B/E/390 | No. | Electrical
IC= HCF-BE-4013 | 36B/E/391 | No. | Electrical
IC=LM-358N | 36B/E/392 | No. | Electrical
IC- Base | 36B/E/393 | No. | Electrical
IC FET-F15V 20 DN | 36B/E/394 | No. | Electrical
Transistor= IRFP-260N (Matal) | 36B/E/395 | No. | Electrical
Transistor= 2N-2222 (Metal) | 36B/E/396 | No. | Electrical
IC=LM-7012 | 36B/E/397 | No. | Electrical
IC-CD-4027-BE | 36B/E/398 | No. | Electrical
Resistor-100 K /5 Watt | 36B/E/399 | No. | Electrical
Transistor 20N 1203 (For Induction Heater/Cooker) | 36B/E/400 | No. | Electrical
Push Switch with LED for CNC Cutting Machine | 36B/E/469 | No. | Electrical
Pressure Switch (as per sample) | 36B/E/591A | No. | Electrical
Pressure Switch-440 Volt, 3 Phase | 36B/E/591B | No. | Electrical
Limit Switch Type HE 40-29 for 380Volt 50 Cycles | 36B/E/711 | No. | Electrical
Limit Switch 10/15 Amps, Push System | 36B/E/711A | No. | Electrical
Thermostat Switch-2 Point for Freez | 36B/E/726 | No. | Electrical
Thermostat Switch for Refrigerator 03 Point | 36B/E/727 | No. | Electrical
Electrical
Item Name | Old Code | Unit | Electrical
Cable NYY 3 X 50 Sq m. m | 22B/369 | Meter | Electrical
Electric Cable NYY 1 X 2.5 RM. | 22B/154A | Meter | Electrical
P.V.C. Insulated PVC Sheathed NYY Cable 1X 50 RM | 22B/157 | Meter | Electrical
P.V.C Cable with Copper Conductor 600/1000V 1X 7/0.044 | 22B/158 | Meter | Electrical
P.V.C Cable with Copper Conductor 600/1000 V 1X 7/0.064 | 22B/159 | Meter | Electrical
Electric Cable 1 X 16 Rm | 22B/160 | Meter | Electrical
Cable C. T. S. 250 V. 1 x 1/.044 | 22B/161 | Meter | Electrical
P.V.C Single Core Cable 1X3/.029 | 22B/162 | Meter | Electrical
P.V.C Single Core Cable 1X3/.036 | 22B/163 | Meter | Electrical
P.V.C Cable 1 X 7/.036 | 22B/165 | Meter | Electrical
P.V.C Single Core Cable with Copper Conductor600/1000V. 1 X 7/.052. | 22B/166 | Meter | Electrical
P.V.C Single Core Cable with Copper Conductor660/1000V. 1 X 19/.044. | 22B/167 | Meter | Electrical
P.V.C Cable 1 X 1/.044 | 22B/168 | Meter | Electrical
P.V.C Cable 1 X 3/.029 | 22B/169 | Meter | Electrical
P.V.C Cable 1 X 7/.029 | 22B/171 | Meter | Electrical
P.V.C Cable 1 X 7/.036 | 22B/172 | Meter | Electrical
P.V.C Cable 1 X 7/.064 | 22B/173 | Meter | Electrical
Electric Cable 1 X 1/.044 | 22B/193 | Meter | Electrical
Electric Cable 1 X 3/.036 | 22B/195 | Meter | Electrical
Electric Cable 1 X 3/.044 | 22B/196 | Meter | Electrical
Electric Cable 1 X 7/.029 | 22B/197 | Meter | Electrical
Electric Cable 1 X 7/.036 | 22B/198 | Meter | Electrical
Electric Cable 1 X 7/.044 | 22B/199 | Meter | Electrical
Electric Cable 1 X 10/.044 | 22B/200 | Meter | Electrical
Electric Cable 1 X 19/.064 | 22B/201 | Meter | Electrical
Electric Cable 1 X 37/.044 | 22B/202 | Meter | Electrical
Electric Cable 1 X 37/.064 | 22B/203 | Meter | Electrical
Electric Cable 1 X 37/.072 | 22B/204 | Meter | Electrical
Electric Cable BYA Type 1 X 70 RM | 22B/205 | Meter | Electrical
Electric Cable Round Flxible 1 X 70 RM | 22B/205A | Meter | Electrical
Electric Cable 1 X 23/.0076 | 22B/207A | Meter | Electrical
M.K. Cable 1X 70 Sqr. m.m | 22B/212 | Meter | Electrical
Electric Cable M. K. 1 X 19 mm | 22B/215 | Meter | Electrical
PVC Cable 1X400 m/m2, NYY (For Power house) | 22B/224 | Meter | Electrical
Electric Cable NYYF 1 X 240 Rm | 22B/224A | Meter | Electrical
Electric Cable: 1 X 4 Rm (NYYF) | 22B/235C | Meter | Electrical
Cable PVC Insulated 1 X 7/.044 | 22B/265 | Meter | Electrical
P.V.C Cable 2 X 1/.044 | 22B/176 | Meter | Electrical
P.V.C Cable 2 X 3/.029 | 22B/177 | Meter | Electrical
P.V.C Cable 2 X 3/.036 | 22B/178 | Meter | Electrical
P.V.C Cable 2 X 7/.029 | 22B/179 | Meter | Electrical
P.V.C Cable 2 X 7/.036 | 22B/180 | Meter | Electrical
P.V.C Flexible Cable 2 X 14/.0076 | 22B/182 | Meter | Electrical
P.V.C Cable 2 X 1/.044 | 22B/185 | Meter | Electrical
P.V.C Cable 2 X 3/.029 (2 x 1.3 rm) BYFY | 22B/186 | Meter | Electrical
P.V.C Cable 2 X 3/.036 | 22B/187 | Meter | Electrical
P.V.C Cable 2 X 7/.029 | 22B/188 | Meter | Electrical
P.V.C Cable 2 X 7/.036 | 22B/189 | Meter | Electrical
P.V.C Cable 2 X 7/.044 | 22B/190 | Meter | Electrical
P. V. C Flexible Cable 2 X 40/.044 | 22B/191 | Meter | Electrical
P. V. C Flexible Cable 2 X 40/.076 | 22B/192 | Meter | Electrical
Electric Cable Screen Cable 2 X 23/.0076 (Ships Store) | 22B/206A | Meter | Electrical
PVC Flexible Cable 2 X 14/0.0076 | 22B/207 | Meter | Electrical
Electric Cable M. K. 2 X 2.5 mm | 22B/209 | Meter | Electrical
Electric Cable M. K. 2 X 1.5 mm | 22B/210 | Meter | Electrical
PVC Cable 4 X 2.5 mm | 22B/216 | Meter | Electrical
P.V.C. Insulated and Sheathed Flexible Round Cable 2 X 23/.0076 (2 x 0.65 rm) | 22B/219 | Meter | Electrical
P.V.C. Insulated and Sheathed Flexible Round Cable 2 X40/.0076 (2X 1.2 rm) | 22B/220 | Meter | Electrical
Electric Cable 2 X 70/0.0076 PVC Insulated Flexible (2 X 2.0 rm) | 22B/220B | Meter | Electrical
Electric Round Cable Screen 2 X 40/0.076 | 22B/220C | Meter | Electrical
Signal Cable 2 Core | 22B/222A | Meter | Electrical
PVC Plastic Cable 2 X 23/.0076 | 22B/223 | Meter | Electrical
Cable V. I. R-250V, 2 X 1/.044 | 22B/225 | Meter | Electrical
Cable V. I. R-250V, 2 X 3/.029 | 22B/226 | Meter | Electrical
Cable V. I. R-250V, 2 X 3/.036 | 22B/227 | Meter | Electrical
Cable V. I. R-250V, 2 X 3/.044 | 22B/228 | Meter | Electrical
Cable V. I. R-250V, 2 X 7/.029 | 22B/229 | Meter | Electrical
Cable V. I. R-250V, 2 X 7/.036 | 22B/230 | Meter | Electrical
Cable V. I. R-250V, 2 X 19/.044 | 22B/231 | Meter | Electrical
Cable V. I. R-250V, 2 X 19/.064 | 22B/232 | Meter | Electrical
Cable V. I. R-250V, 2 X 37/.044 | 22B/233 | Meter | Electrical
Cable V. I. R-250V, 2 X 37/.064 | 22B/234 | Meter | Electrical
PVC Insulated PVC Sheathed Cable NYY 2 X 4 mm2 (RM) (Malty core) | 22B/235 | Meter | Electrical
Electric Cable 2 X 25 RM(NYYF) Flexible | 22B/238F | Meter | Electrical
Marine Cable 2 X 7/.029 | 22B/243 | Meter | Electrical
P.V.C Cable NYY 2 X 1.5 Sqmm | 22B/249 | Meter | Electrical
P.V.C 2 Core Lead Coverrd 2 X7/.036 | 22B/250 | Meter | Electrical
P.V.C Insulated Cable 2 X 14/0.076 | 22B/258 | Meter | Electrical
Cable PVC Flexible Cotton Braided 2 X 14/.0076 | 22B/272 | Meter | Electrical
Cable PVC 250V Insulated 2 X 1/.0044 | 22B/274 | Meter | Electrical
Electrical
Cable PVC 250V Insulated 2 X 3/.029 | 22B/275 | Meter | Electrical
Cable PVC 250V Insulated 2 X 3/.036 | 22B/276 | Meter | Electrical
Cable PVC 250V Insulated 2 X 7/.029 | 22B/277 | Meter | Electrical
Cable PVC 250V Insulated 2 X 7/.036 | 22B/278 | Meter | Electrical
Electric Cable NYY 3 X 1.5 RM. | 22B/155 | Meter | Electrical
Cable 660-1100V 3 X 7/.052 P.V.C Insulated and Sheathed | 22B/174 | Meter | Electrical
Cable 660-1100V 3 X 7/.064 P.V.C Insulated and Sheathed | 22B/175 | Meter | Electrical
P.V.C Insulated Cable 3 Core | 22B/181 | Meter | Electrical
P.V.C Insulated Cable 3 X 23/0.15 | 22B/183 | Meter | Electrical
P.V.C Cable 3 X 7/.036 | 22B/184 | Meter | Electrical
Electric Cable 3 X 40/.0076 | 22B/208 | Meter | Electrical
Electric Cable M. K. 3 X 1.5 mm | 22B/211 | Meter | Electrical
Electric Cable M. K. 3 X 6 mm | 22B/213 | Meter | Electrical
Electric Cable NYFGBY 3 X 6 rm | 22B/213A | Meter | Electrical
Electric Cable 3 X 6 rm Screened (Marine Type) | 22B/213B | Meter | Electrical
Cable with Copper Conductor PVC Insulation Flat Wire Armoring Over Common Covering of Cores, Helicel steel 3 X 185 SM/95 RM NYFBBY PVC Cables | 22B/217 | Meter | Electrical
Electric P.V.C. Insulated and Sheathed Flexible Round Cable 3X23/.0076(3 x 0.65 rm) | 22B/219A | Meter | Electrical
Type : NYSEYFGBY P.V.C Insulated P.V.C. Screened Armored Cable Rated Voltage 1000/5800V 3 X 16 Rm | 22B/238 | Meter | Electrical
Multi Strand Cable 3 X 25 Rm | 22B/238A | Meter | Electrical
Electric Cable 3 X 16 Rm Screen (Marine Type) | 22B/238B | Meter | Electrical
Electrical
Electric Cable 3 X 240 Sm/1 X 120 rm (NYFGby) | 22B/238C | Meter | Electrical
Electric Cable 3 X 120 Sm/1 X 70 rm (NYFGby) | 22B/238D | Meter | Electrical
Electric Cable 3 X 150 Sm/1 X 70 rm (NYFGby) | 22B/238E | Meter | Electrical
P.V.C Cable 3 X 1.5 Rm NYY | 22B/244 | Meter | Electrical
Cable N.Y.Y 3 X 1.5 m.m Sqr. | 22B/246 | Meter | Electrical
P.V.C NYY Cable 3 X 2.5 RE | 22B/247 | Meter | Electrical
Cable 3 X 2.5 m.m Sqr. Screen | 22B/247A | Meter | Electrical
P.V.C Cable 1100 V. 3 Core 3 X 6 Sqm/m | 22B/254 | Meter | Electrical
P.V.C Insulated Cable 3 X 14/0.076 | 22B/257 | Meter | Electrical
P.V.C Insulated Cable 3 X 23/0.0076 | 22B/259 | Meter | Electrical
Cable PVC Flexible Cotton 3X 40/.0076 | 22B/266 | Meter | Electrical
Cable Flexible Twin 3 X 70/.00076 | 22B/267 | Meter | Electrical
Cable Flexible Twin 3 X 40/.00076 | 22B/268 | Meter | Electrical
Cable Flexible 3 X 19/.083 | 22B/269 | Meter | Electrical
PVC Flexible Rubber Covered 3 X 40/.00076 | 22B/270 | Meter | Electrical
Cotton Covered Wire 3 X 23/.0076 | 22B/287 | Meter | Electrical
P.V.C. Insulated and Sheathed Non Armored Cable NYY 3 X 16 R.M | 22B/294 | Meter | Electrical
P.V.C. Insulated and Sheathed Non Armored Cable NYY 3 X 6 R.M | 22B/295 | Meter | Electrical
P.V.C. Insulated and Sheathed with Screen Cable 3 X 6 R.M | 22B/295A | Meter | Electrical
Cable NYY 3 X 4 m.m2 | 22B/296 | Meter | Electrical
Screen Earth Cable 3 X 4 m.m | 22B/296A | Meter | Electrical
Cable NYY 3 X 2.5 m.m | 22B/297 | Meter | Electrical
Screen Earth Cable 3 X 2.5 m.m | 22B/297A | Meter | Electrical
Cable NYY Size 3 X 10m.m | 22B/299 | Meter | Electrical
Screen Earth Cable 3 X 10 Rm | 22B/299A | Meter | Electrical
Cable NYY 3 X 35 Sq m. m | 22B/368 | Meter | Electrical
Cable NYFGBbY 3 X 240 Sm/1 X 120 rm | 22B/369A | Meter | Electrical
PVC Insulated PVC Sheathed Cable NYY Size: 4 X 6 RM | 22B/146 | Meter | Electrical
PVC Insulated PVC Sheathed 1000/600 VVDE/027/3.69 4 X 1.5 Sqm | 22B/151 | Meter | Electrical
Electric Cable (Amour) 4 X 16 mm2 NYY | 22B/218 | Meter | Electrical
Electric Cable 4 X 16 RM (Screen) | 22B/218A | Meter | Electrical
Electric Cable 4 X 4 Sqm/mm (Insulated Sheathed) | 22B/236 | Meter | Electrical
Multi Strand Cable 4 X 35 Rm | 22B/237 | Meter | Electrical
Electric Cable 4 X 10 Sqm/mm | 22B/239 | Meter | Electrical
Shore Supply Cable 4 X 35 Rm | 22B/239A | Meter | Electrical
P.V.C Insulated and Sheathed Cable. Rated Voltage 1000-600V (4 x 1.5) | 22B/241 | Meter | Electrical
Sore Supply Cable 4 X 25 Rm P.V.C Cable NYY Flexible | 22B/242 | Meter | Electrical
P.V.C Cable 4 X 35 mm | 22B/248 | Meter | Electrical
Flat Cable (Screen) 4 X 4 Rm | 22B/272A | Meter | Electrical
Cable NYRUZY 4 X 2.5 Sqm/m | 22B/279 | Meter | Electrical
Cable NYY 4 X 4 SQm.m | 22B/298 | Meter | Electrical
Cable NYFGbY 4 X 16 RM | 22B/300 | Meter | Electrical
Screen Earth Cable 4 X 10 Rm | 22B/300A | Meter | Electrical
Cable NYYF (Flexible) 4 X16 RM (126 wire) | 22B/300B | Meter | Electrical
P.V.C Insulated P.V.C Sheathed Copper (Armored) Conductor Core Laid 4 X 10 Rm (NYFGby) | 22B/316 | Meter | Electrical
Electric Cable 4 X 10 RM (N.Y.Y) | 22B/318 | Meter | Electrical
Electric Cable 4 X 6 RM (Screen) | 22B/318A | Meter | Electrical
Cable NYY 4 X 6 Sqm/m. | 22B/319 | Meter | Electrical
Cable NYY 4 X 2.5 m.m Sq. | 22B/319A | Meter | Electrical
Cable NYY 4 X 6 RM (Screen) | 22B/319B | Meter | Electrical
Cable NYY 4 X 50 m.m Sq. | 22B/320 | Meter | Electrical
Marine Type Electric Cable 4 X 150 mm2 (NYY) | 22B/320B | Meter | Electrical
Cable NYY 4 X 70 Sq m. m | 22B/370 | Meter | Electrical
Cable NYY 4 X 185 Sq m. m | 22B/370A | Meter | Electrical
Audio Cable | 22B/16 | Meter | Electrical
Antenna Cable | 22B/17 | Meter | Electrical
Coaxial Cable RG-6 | 22B/27 | Meter | Electrical
Drop Wire Cable 2 X 6 | 22B/28 | Meter | Electrical
Antenna Cable | 22B/120 | Meter | Electrical
LAN Cable | 22B/160A | Meter | Electrical
Electrical
VHF Cable, RG-213/214 | 22B/160B | Meter | Electrical
Network Cable Cat-5 | 22B/160C | Meter | Electrical
Cable Prolink (For Computer) | 22B/175A | Meter | Electrical
Telephone Cable 2 X 1.5 Sq m/m | 22B/221 | Meter | Electrical
P.V.C. Telephone Cable | 22B/222 | Meter | Electrical
Telephone Cable 50 Pair | 22B/222C | Meter | Electrical
Telephone Cable 10 Pair | 22B/222D | Meter | Electrical
Do- Screened Flexible Microphone Cable for General Broad Cast & System 2 X 40/.0076 | 22B/260 | Meter | Electrical
Micro Phone Cable 1 X 25/.0074 | 22B/260A | Meter | Electrical
Micro Phone Tough Rubber Sheathed Flexible Cable 2 X 23/.0076 | 22B/261 | Meter | Electrical
Micro Phone Cable 2 X 20/.0076 | 22B/261A | Meter | Electrical
Micro Phone Cable P.V.C Insulated 3 X23/.0076 | 22B/262 | Meter | Electrical
Speaker Cable 3 X 1 RM (Micro Phone) | 22B/262A | Meter | Electrical
Micro Phone Cable P.V.C Insulated (Cotton) 2 X40/.0076 | 22B/263 | Meter | Electrical
Micro Phone Cable P.V.C Insulated (Cotton) 3 X 14/.0076 | 22B/264 | Meter | Electrical
Microphone Cable 4 X 0.75 mm with Screen earth | 22B/264A | Meter | Electrical
Microphone Cable Connecting Lead 2 x 18/.0076 | 22B/264B | Meter | Electrical
Extension VGA Cable | 22B/264C | Meter | Electrical
Telephone Cable 4 Pair. | 22B/320A | Meter | Electrical
VHF Antenna Cable (RG-10/RJ-58) | 22B/160D | Meter | Electrical
Under Ground Cable 600/1000 Volts. 4 X 95 SM NYFGBY | 22B/220A | Meter | Electrical
Under Ground Cable NYFGBY (3 X 150 SM/1 X 70 RM) | 22B/302A | Meter | Electrical
Armored Optical Fiber Cable 4 Core | 22B/175B | Meter | Electrical
Armored Optical Fiber Cable 12 Core | 22B/175C | Meter | Electrical
Armored Optical Fiber Cable 32 Core | 22B/175D | Meter | Electrical
High tension Flexible Wire Single Cover 15000 Volts for Neon Light | 22B/214 | Meter | Electrical
Cable V. I. R 250 (2 X 7/0.0044) (Water Proof) | 22B/240 | Meter | Electrical
Electric Dish Cable RG-6 | 22B/256 | Meter | Electrical
Cable Thermo Plastic | 22B/271 | Meter | Electrical
Flat Cable 8 X 1.5 Rm | 22B/273A | Meter | Electrical
Control Cable 7 X 1.5 NYY | 22B/273B | Meter | Electrical
Cable Welding 300 amps | 22B/280 | Meter | Electrical
Welding Cable 400 Amps | 22B/281 | Meter | Electrical
Cable High Tension | 22B/282 | Meter | Electrical
Cable Low Tension | 22B/283 | Meter | Electrical
Cable Flexible Twin | 22B/284 | Meter | Electrical
Cable Fuse Safety | 22B/285 | Meter | Electrical
Cable Stranded Dutch -12 Size | 22B/286 | Meter | Electrical
Auto Cable 28/0.3mm | 22B/406 | Meter | Electrical
Auto Cable 35/0.3mm | 22B/407 | Meter | Electrical
Electrical
Remote Control Switch with Cable 12 X 1.5 | 22B/844 | Meter | Electrical
Cable Thin Wire | 22B/1749 | Meter | Electrical
Lead Lamp/Hand Lamp Complete Set | 22B/488 | Set | Electrical
T-5 Electronic Energy Saving Linkable Light 8 Watt, 1' Size | 22B/809B | No. | Electrical
Telephone Dish Switch (Gang Type) | 22B/474 | Set | Electrical
Gang Type Callig Push Switch | 22B/1144 | pc | Electrical
Isolating Switch (for Battery) | 22B/612A | No. | Electrical
Sucker (Medium Size) | 22B/1229A | No. | Electrical
Combined Switch Socket with 3 Pin Plug 15 Amps. | 22B/1869 | Set | Electrical
Socket Anthy Grown | 22B/1247 | No. | Electrical
V Socket/Universal | 22B/1754 | No. | Electrical
Socket 2 Pin 15 Amps. (Marine) | 22B/1869A | No. | Electrical
Socket With Plug 4 Pin 30-40 Amps 440 Volts | 22B/1870A | No. | Electrical
Water Tight Socket + Plug 3 Pin (Ships Store) | 22B/1893A | No. | Electrical
Water Tight Socket 3 Pin 15 Amps | 22B/1894A | No. | Electrical
Welding Socket | 22B/1670 | No. | Electrical
Three Pin Socket-15 Amps, 230 Volt | 22B/1678 | No. | Electrical
Two Pin Plug 15 Amps | 22B/1025 | No. | Electrical
Two Pin Plug 5 Amps Rubber | 22B/1033 | No. | Electrical
Two Pin Plug 5 Amps With Socket | 22B/1035 | No. | Electrical
Two Pin Plug 10 Amps With Socket | 22B/1036 | No. | Electrical
Two Pin Plug 15 Amps With Socket | 22B/1037 | No. | Electrical
Two Pin Plug 15 Amps Water Tight (B.K) | 22B/1038 | No. | Electrical
Two Pin Plug with Three Out Let Socket | 22B/1041 | No. | Electrical
3 Pin Plug 10 Amps | 22B/1030 | No. | Electrical
Three Pin Plug 5 Amps With Socket | 22B/1045 | No. | Electrical
Three Pin Plug 10 Amps With Socket | 22B/1046 | No. | Electrical
Three Pin Plug 15 Amps With Socket | 22B/1047 | No. | Electrical
Three Pin Plug & Socket (Universal Type) For IPS | 22B/1711 | No. | Electrical
Plug Universal For IPS | 22B/1756 | No. | Electrical
Plastic Rowel Plug No-10 | 22B/1051 | PAD | Electrical
Plug Welding GCI 4 Pin 63 Amps 380 Volt. | 22B/1079 | No. | Electrical
Water Tight Plug 3 Pin Brass. | 22B/1080 | No. | Electrical
C.I. Plug 4 Pin 200 A 380 V. | 22B/1081 | No. | Electrical
Plug Universal For IPS | 22B/1756 | No. | Electrical
Switch Socket Plug (Rotary Type) | 22B/1912A | No. | Electrical
Cartridge Fuse Cap 25 A. | 22B/434 | No. | Electrical
Cartridge Fuse Base 25 A. | 22B/435 | No. | Electrical
Cartridge Fuse Base 10 A. | 22B/435A | No. | Electrical
Cartridge Fuse Base and Cap 25A. Double Set. | 22B/436 | Set | Electrical
Cartridge Fuse Base and Cap 25A. 3 Pole Set. | 22B/436A | Set | Electrical
Cartridge Fuse 15 Amps. Single Set | 22B/437 | Set | Electrical
Cartridge Fuse 25 Amps. Single Set | 22B/438 | Set | Electrical
Cartridge Fuse Complete Set (3 Pole set) | 22B/440 | Set | Electrical
HRC Fuse-80 Amps | 22B/596 | No. | Electrical
HRC Fuse-100 Amps | 22B/597 | No. | Electrical
HRC Fuse With Base-60A (Complete Set) | 22B/689 | Set | Electrical
HRC Fuse With Base-80A (Complete Set) | 22B/690 | Set | Electrical
HRC Fuse With Base-100A (Complete Set) | 22B/691 | Set | Electrical
Cut Out Set | 22B/439 | No. | Electrical
Arial Fuse 100 Amps. Japan | 22B/617 | No. | Electrical
Auto Fuse Cylindrical 1 Amps | 22B/1655 | No. | Electrical
Auto Fuse Cylindrical 35 Amps | 22B/1656 | No. | Electrical
Auto Fuse Cylindrical 15 Amps | 22B/1657 | No. | Electrical
Auto Fuse Cylindrical 5 Amps | 22B/1658 | No. | Electrical
Fuse Glass Type with Base-3 A (Complete Set) | 22B/695 | Set | Electrical
Brass Batten Holder for Energy Bulb | 22B/67 | No. | Electrical
Brass Batten Holder Screw Type | 22B/68 | No. | Electrical
Pandent Holder (Porcelain Body) | 22B/1069 | No. | Electrical
Pandent Holder Brass (Screw Type) | 22B/1072 | No. | Electrical
Pandent Holder Brass (Screw Type) Big | 22B/1073 | No. | Electrical
Pandent Holder Brass (B Type) | 22B/1074 | No. | Electrical
Pandent Holder Screw Type Standard Size | 22B/1076 | No. | Electrical
Tube Light Holder Flat Type Small | 22B/1808 | No. | Electrical
D C Holder | 22B/65 C | No. | Electrical
24 V. 10 W. Bulb Holder | 22B/70 | No. | Electrical
Bulb Holder Double Point | 22B/80 | No. | Electrical
Bracket Holder Backelite | 22B/81 | No. | Electrical
Bracket Holder Brass | 22B/82 | No. | Electrical
Bracket Holder Screw Type Backe light | 22B/83 | No. | Electrical
Carbon Brush Holder Complete with Spring | 22B/92 | No. | Electrical
Lamp Holder Screw Type Brass | 22B/855 | No. | Electrical
Bracket Holder (Pandat Type) | 22B/1068 | No. | Electrical
Screw Type Bulb Hoder Small Size. | 22B/1077 | No. | Electrical
Pin Type Holder Lock Type | 22B/1802 | No. | Electrical
Starter Holder | 22B/1807 | No. | Electrical
Fuse Holder with Fuse As per sampe For IPS | 22B/1714 | No. | Electrical
Brass Holder Kan Type (Hear Type) | 22B/1841 | No. | Electrical
LED Holder (Pin Type) | 22B/686 | No. | Electrical
Earthing Clip 8" Length | 22B/64 | No. | Electrical
Link Clip No-150 | 22B/847 | No. | Electrical
Link Clip No-175 | 22B/848 | No. | Electrical
Link Clip No-250 | 22B/850 | No. | Electrical
Cable Shoe 7 mm Cuntry model | 22B/393 | No. | Electrical
Cable Shoe 7 mm Cuntry model | 22B/394 | No. | Electrical
Cable Shoe 20 m.m | 22B/1157 | No. | Electrical
Cable Shoe 75 m.m | 22B/1158 | No. | Electrical
Cable Socket 185 W. No. | 22B/1304 | No. | Electrical
Cable Socket 95 W. | 22B/1309 | No. | Electrical
Sweeting Socket 20 m.m | 22B/1310 | No. | Electrical
Cable Inlet (Gland) 2 X 6 Rm | 22B/382 | No. | Electrical
Cable Inlet (Gland) 3 X 6 Rm | 22B/382A | No. | Electrical
Cable Junction Box Alloy 1 Way | 22B/371 | No. | Electrical
Cable Junction Box Alloy 2 Way | 22B/372 | No. | Electrical
Cable Junction Box Alloy 3 Way | 22B/373 | No. | Electrical
Cable Junction Box Alloy 4 Way | 22B/374 | No. | Electrical
Cable Junction Box C.1-18” | 22B/377 | No. | Electrical
Cable Junction Box CI-18” | 22B/380 | No. | Electrical
Cable Junction Box CI-36” | 22B/381 | No. | Electrical
Compound Box C.I. | 22B/401 | No. | Electrical
Electrical
Joint Box (Junction Box-4 Way) | 22B/1913 | No. | Electrical
Control Switch box | 22B/25 | No. | Electrical
Joint Box Wooden 31/2” X 41/2” X 1” | 22B/660 | No. | Electrical
Temporary Light Board | 22B/882 | No. | Electrical
Conduit Pipe Flexible-1/2” | 22B/331 | No. | Electrical
Conduit Pipe Flexible-3/4” | 22B/332 | No. | Electrical
Conduit Pipe Flexible-1” | 22B/333 | No. | Electrical
Conduit Pipe Flexible-11/2” | 22B/334 | No. | Electrical
Conduit Pipe Flexible-2” | 22B/335 | No. | Electrical
P.V.C Pipe-1” | 22B/339 | RFT | Electrical
PVC Flexible Pipe (Coppex Pipe)-11/2” | 22B/1087 | Meter | Electrical
Conduit Elbow ½”Dia | 22B/341 | No. | Electrical
Conduit Elbow ¾”Dia | 22B/342 | No. | Electrical
Conduit Elbow 11/2” | 22B/344 | No. | Electrical
Conduit Elbow 2” | 22B/345 | No. | Electrical
Conduit Bend 1/2” | 22B/105 | No. | Electrical
Conduit Bend 3/4” | 22B/106 | No. | Electrical
Conduit Bend 1” | 22B/107 | No. | Electrical
Conduit Bend 11/2” | 22B/108 | No. | Electrical
Conduit Bend 2” | 22B/109 | No. | Electrical
Electrical
PVC Double Circular Box-1” Dia 1 Way | 22B/1814 | No. | Electrical
PVC Double Circular Box-1” Dia 2 Way | 22B/1815 | No. | Electrical
PVC Double Circular Box-1” Dia 3 Way | 22B/1816 | No. | Electrical
PVC Double Circular Box-1” Dia 4 Way | 22B/1817 | No. | Electrical
PVC Circular Box-3/4” Dia 1 Way | 22B/1826 | No. | Electrical
PVC Circular Box-3/4” Dia 2 Way | 22B/1827 | No. | Electrical
PVC Circular Box-3/4” Dia 3 Way | 22B/1828 | No. | Electrical
PVC Circular Box-3/4” Dia 4 Way | 22B/1829 | No. | Electrical
P.V.C. Tee ¾ " | 22B/1340 | No. | Electrical
P.V.C. Tee-1" | 22B/1342 | No. | Electrical
P. V. C. Socket ½” | 22B/347 | No. | Electrical
Fan Capacitor for Exhaust Fan (4.5 Me) | 22B/400A | No. | Electrical
Ceiling Fan 48” Without Regulator | 22B/515 | No. | Electrical
Ceiling Oscillating Fan | 22B/328 | No. | Electrical
Wall Oscillating Fan | 22B/326 | No. | Electrical
Engine Room Exhaust Fan-28” 5.5 KW | 22B/475 | No. | Electrical
Cooling Fan (as per sample) For IPS | 22B/1717 | No. | Electrical
Cooling Fan for Deep Freeze | 22B/1718 | No. | Electrical
Table Fan 12"(Oscillating) | 22B/502 | No. | Electrical
Table Fan Solder | 22B/1860 | No. | Electrical
Table Fan Cover | 22B/1861 | No. | Electrical
Table Fan Bush | 22B/1861A | No. | Electrical
Table Fan Shaft | 22B/1862A | No. | Electrical
Blade for Ceiling Fan | 22B/137 | No. | Electrical
Blade of Sea Water Pump Motor | 22B/138 | No. | Electrical
Blower Fan Blade-8”-10” Plastic | 22B/1904 | No. | Electrical
Blower Fan Blade-8”-10” Steel | 22B/1904A | No. | Electrical
Exhaust fan blade, Type: Plastic, Size: 03"-05" | 22B/1904B | No. | Electrical
Wire Guard | 22B/1663 | No. | Electrical
Enameled Copper Wire 12 SWG | 22B/1471 | Kg. | Electrical
Enameled Copper Wire 13 SWG | 22B/1472 | Kg. | Electrical
Enameled Copper Wire 14 SWG | 22B/1473 | Kg. | Electrical
Enameled Copper Wire 15 SWG | 22B/1474 | Kg. | Electrical
Enameled Copper Wire 16 SWG | 22B/1475 | Kg. | Electrical
Enameled Copper Wire 17 SWG | 22B/1476 | Kg. | Electrical
Enameled Copper Wire 18 SWG | 22B/1477 | Kg. | Electrical
Enameled Copper Wire 19 SWG | 22B/1478 | Kg. | Electrical
Enameled Copper Wire 20 SWG | 22B/1479 | Kg. | Electrical
Enameled Copper Wire 21 SWG | 22B/1480 | Kg. | Electrical
Enameled Copper Wire 22 SWG | 22B/1481 | Kg. | Electrical
Enameled Copper Wire 23 SWG | 22B/1482 | Kg. | Electrical
Enameled Copper Wire 24 SWG | 22B/1483 | Kg. | Electrical
Enameled Copper Wire 25 SWG | 22B/1484 | Kg. | Electrical
Enameled Copper Wire 26 SWG | 22B/1485 | Kg. | Electrical
Enameled Copper Wire 27 SWG | 22B/1486 | Kg. | Electrical
Enameled Copper Wire 28 SWG | 22B/1487 | Kg. | Electrical
Enameled Copper Wire 29 SWG | 22B/1488 | Kg. | Electrical
Enameled Copper Wire 30 SWG | 22B/1489 | Kg. | Electrical
Enameled Copper Wire 31 SWG | 22B/1490 | Kg. | Electrical
Enameled Copper Wire 32 SWG | 22B/1491 | Kg. | Electrical
Enameled Copper Wire 33 SWG | 22B/1492 | Kg. | Electrical
Enameled Copper Wire 34 SWG | 22B/1493 | Kg. | Electrical
Enameled Copper Wire 35 SWG | 22B/1494 | Kg. | Electrical
Enameled Copper Wire 36 SWG | 22B/1495 | Kg. | Electrical
Enameled Copper Wire 37 SWG | 22B/1496 | Kg. | Electrical
Enameled Copper Wire 38 SWG | 22B/1497 | Kg. | Electrical
Enameled Copper Wire 39 SWG | 22B/1498 | Kg. | Electrical
Enameled Copper Wire 40 SWG | 22B/1499 | Kg. | Electrical
Enameled Copper Wire 41 SWG | 22B/1500 | Kg. | Electrical
Enameled Copper Wire 42 SWG | 22B/1501 | Kg. | Electrical
Enameled Copper Wire 43 SWG | 22B/1502 | Kg. | Electrical
Enameled Copper Wire 42 SWG | 22B/1503 | Kg. | Electrical
Enameled Copper Wire 43 SWG | 22B/1504 | Kg. | Electrical
Enameled Copper Wire 14 SWG | 22B/1505 | Kg. | Electrical
Enameled Copper Wire 15 SWG | 22B/1506 | Kg. | Electrical
Enameled Copper Wire 17 SWG | 22B/1508 | Kg. | Electrical
Enameled Copper Wire 18 SWG | 22B/1509 | Kg. | Electrical
Enameled Copper Wire 19 S.W.G | 22B/1510 | Kg. | Electrical
Enameled Copper Wire 20 S.W.G | 22B/1511 | Kg. | Electrical
Enameled Copper Wire 21 S.W.G | 22B/1512 | Kg. | Electrical
Enameled Copper Wire 22 S.W.G | 22B/1513 | Kg. | Electrical
Enameled Copper Wire 23 S.W.G | 22B/1514 | Kg. | Electrical
Enameled Copper Wire 24 S.W.G | 22B/1515 | Kg. | Electrical
Enameled Copper Wire 25 S.W.G | 22B/1516 | Kg. | Electrical
Enameled Copper Wire 26 S.W.G | 22B/1517 | Kg. | Electrical
Enameled Copper Wire 27 S.W.G | 22B/1518 | Kg. | Electrical
Enameled Copper Wire 28 S.W.G | 22B/1519 | Kg. | Electrical
Enameled Copper Wire 29 S.W.G | 22B/1520 | Kg. | Electrical
Enameled Copper Wire 30 S.W.G | 22B/1521 | Kg. | Electrical
Enameled Copper Wire 31 S.W.G | 22B/1522 | Kg. | Electrical
Electrical
Enameled Copper Wire 32 S.W.G | 22B/1523 | Kg. | Electrical
Enameled Copper Wire 33 S.W.G | 22B/1524 | Kg. | Electrical
Enameled Copper Wire 34 S.W.G | 22B/1525 | Kg. | Electrical
Enameled Copper Wire 35 S.W.G | 22B/1526 | Kg. | Electrical
Enameled Copper Wire 36 SWG | 22B/1527 | Kg. | Electrical
Enameled Copper Wire 37 SWG | 22B/1528 | Kg. | Electrical
Enameled Copper Wire 38 S.W.G | 22B/1529 | Kg. | Electrical
Enameled Copper Wire 39 S.W.G | 22B/1530 | Kg. | Electrical
Enameled Copper Wire 40 S.W.G | 22B/1531 | Kg. | Electrical
Enameled Copper Wire 42 S.W.G | 22B/1532 | Kg. | Electrical
Enameled Copper Wire 44 S.W.G | 22B/1533 | Kg. | Electrical
Enameled Copper Wire 46 S.W.G | 22B/1534 | Kg. | Electrical
D.C.C Copper Wire 12 SWG | 22B/1535 | Kg. | Electrical
D.C.C Copper Wire 13 SWG | 22B/1536 | Kg. | Electrical
D.C.C Copper Wire 14 SWG | 22B/1537 | Kg. | Electrical
D.C.C Copper Wire 15 SWG | 22B/1538 | Kg. | Electrical
D.C.C Copper Wire 16 SWG | 22B/1539 | Kg. | Electrical
D.C.C Copper Wire 17 SWG | 22B/1540 | Kg. | Electrical
D.C.C Copper Wire 18 SWG | 22B/1541 | Kg. | Electrical
D.C.C Copper Wire 19 SWG | 22B/1542 | Kg. | Electrical
D.C.C Copper Wire 20 SWG | 22B/1543 | Kg. | Electrical
D.C.C Copper Wire 21 SWG | 22B/1544 | Kg. | Electrical
D.C.C Copper Wire 22 SWG | 22B/1545 | Kg. | Electrical
D.C.C Copper Wire 23 SWG | 22B/1546 | Kg. | Electrical
D.C.C Copper Wire 24 SWG | 22B/1547 | Kg. | Electrical
D.C.C Copper Wire 25 SWG | 22B/1548 | Kg. | Electrical
D.C.C Copper Wire 26 SWG | 22B/1549 | Kg. | Electrical
D.C.C Copper Wire 27 SWG | 22B/1550 | Kg. | Electrical
D.C.C Copper Wire 28 SWG | 22B/1551 | Kg. | Electrical
D.C.C Copper Wire 29 SWG | 22B/1552 | Kg. | Electrical
D.C.C Copper Wire 30 SWG | 22B/1553 | Kg. | Electrical
D.C.C Copper Wire 31 SWG | 22B/1554 | Kg. | Electrical
D.C.C Copper Wire 32 SWG | 22B/1555 | Kg. | Electrical
D.C.C Copper Wire 33 SWG | 22B/1556 | Kg. | Electrical
D.C.C Copper Wire 34 SWG | 22B/1557 | Kg. | Electrical
D.C.C Copper Wire 35 SWG | 22B/1558 | Kg. | Electrical
D.C.C Copper Wire 36 SWG | 22B/1559 | Kg. | Electrical
D.C.C Copper Wire 37 SWG | 22B/1560 | Kg. | Electrical
D.C.C Copper Wire 38 SWG | 22B/1561 | Kg. | Electrical
D.C.C Copper Wire 39 SWG | 22B/1562 | Kg. | Electrical
Electrical
D.C.C Copper Wire 40 SWG | 22B/1563 | Kg. | Electrical
D.C.C Copper Wire 41 SWG | 22B/1564 | Kg. | Electrical
D.C.C Copper Wire 42 SWG | 22B/1565 | Kg. | Electrical
D.C.C Copper Wire 43 SWG | 22B/1566 | Kg. | Electrical
S.C.C Copper Wire 12 SWG | 22B/1567 | Kg. | Electrical
S.C.C Copper Wire 13 SWG | 22B/1568 | Kg. | Electrical
S.C.C Copper Wire 14 SWG | 22B/1569 | Kg. | Electrical
S.C.C Copper Wire 15 SWG | 22B/1570 | Kg. | Electrical
S.C.C Copper Wire 16 SWG | 22B/1571 | Kg. | Electrical
S.C.C Copper Wire 17 SWG | 22B/1572 | Kg. | Electrical
S.C.C Copper Wire 18 SWG | 22B/1573 | Kg. | Electrical
S.C.C Copper Wire 19 SWG | 22B/1574 | Kg. | Electrical
S.C.C Copper Wire 20 SWG | 22B/1575 | Kg. | Electrical
S.C.C Copper Wire 21 SWG | 22B/1576 | Kg. | Electrical
S.C.C Copper Wire 22 SWG | 22B/1577 | Kg. | Electrical
S.C.C Copper Wire 23 SWG | 22B/1578 | Kg. | Electrical
S.C.C Copper Wire 24 SWG | 22B/1579 | Kg. | Electrical
S.C.C Copper Wire 25 SWG | 22B/1580 | Kg. | Electrical
S.C.C Copper Wire 26 SWG | 22B/1581 | Kg. | Electrical
S.C.C Copper Wire 27 SWG | 22B/1582 | Kg. | Electrical
S.C.C Copper Wire 28 SWG | 22B/1583 | Kg. | Electrical
S.C.C Copper Wire 29 SWG | 22B/1584 | Kg. | Electrical
S.C.C Copper Wire 30 SWG | 22B/1585 | Kg. | Electrical
S.C.C Copper Wire 31 SWG | 22B/1586 | Kg. | Electrical
S.C.C Copper Wire 32 SWG | 22B/1587 | Kg. | Electrical
S.C.C Copper Wire 33 SWG | 22B/1588 | Kg. | Electrical
S.C.C Copper Wire 34 SWG | 22B/1589 | Kg. | Electrical
S.C.C Copper Wire 35 SWG | 22B/1590 | Kg. | Electrical
S.C.C Copper Wire 36 SWG | 22B/1591 | Kg. | Electrical
S.C.C Copper Wire 37 SWG | 22B/1592 | Kg. | Electrical
S.C.C Copper Wire 38 SWG | 22B/1593 | Kg. | Electrical
S.C.C Copper Wire 39 SWG | 22B/1594 | Kg. | Electrical
S.C.C Copper Wire 40 SWG | 22B/1595 | Kg. | Electrical
S.C.C Copper Wire 41 SWG | 22B/1596 | Kg. | Electrical
S.C.C Copper Wire 42 SWG | 22B/1597 | Kg. | Electrical
S.C.C Copper Wire 43 SWG | 22B/1598 | Kg. | Electrical
Eurika Wire-12 SWG | 22B/1599 | Kg. | Electrical
Eurika Wire-13 SWG | 22B/1600 | Kg. | Electrical
Eurika Wire-14 SWG | 22B/1601 | Kg. | Electrical
Eurika Wire-15 SWG | 22B/1602 | Kg. | Electrical
Eurika Wire-16 SWG | 22B/1603 | Kg. | Electrical
Eurika Wire-17 SWG | 22B/1604 | Kg. | Electrical
Eurika Wire-18 SWG | 22B/1605 | Kg. | Electrical
Eurika Wire-20 SWG | 22B/1606 | Kg. | Electrical
Eurika Wire-21 SWG | 22B/1607 | Kg. | Electrical
Eurika Wire-22 SWG | 22B/1608 | Kg. | Electrical
Eurika Wire-23 SWG | 22B/1609 | Kg. | Electrical
Eurika Wire-24 SWG | 22B/1610 | Kg. | Electrical
Eurika Wire-25 SWG | 22B/1611 | Kg. | Electrical
Eurika Wire-26 SWG | 22B/1612 | Kg. | Electrical
Eurika Wire-27 SWG | 22B/1613 | Kg. | Electrical
Eurika Wire-28 SWG | 22B/1614 | Kg. | Electrical
Eurika Wire-29 SWG | 22B/1615 | Kg. | Electrical
Eurika Wire-30 SWG | 22B/1616 | Kg. | Electrical
Eurika Wire-31 SWG | 22B/1617 | Kg. | Electrical
Eurika Wire-32 SWG | 22B/1618 | Kg. | Electrical
Eurika Wire-33 SWG | 22B/1619 | Kg. | Electrical
Eurika Wire-34 SWG | 22B/1620 | Kg. | Electrical
Eurika Wire-35 SWG | 22B/1621 | Kg. | Electrical
Eurika Wire-36 SWG | 22B/1622 | Kg. | Electrical
Eurika Wire-37 SWG | 22B/1623 | Kg. | Electrical
Eurika Wire-38 SWG | 22B/1624 | Kg. | Electrical
Eurika Wire-39 SWG | 22B/1625 | Kg. | Electrical
Eurika Wire-40 SWG | 22B/1626 | Kg. | Electrical
Eurika Wire-41 SWG | 22B/1627 | Kg. | Electrical
Eurika Wire-42 SWG | 22B/1628 | Kg. | Electrical
Eurika Wire-43 SWG | 22B/1629 | Kg. | Electrical
Eurika Wire-44 SWG | 22B/1630 | Kg. | Electrical
Fuse Wire 5 Amps | 22B/1631 | Kg. | Electrical
Fuse Wire 3 Amps | 22B/1632 | Kg. | Electrical
Fuse Wire 10 Amps | 22B/1633 | Kg. | Electrical
Fuse Wire 15 Amps | 22B/1634 | Kg. | Electrical
Fuse Wire 20 Amps | 22B/1635 | Kg. | Electrical
Fuse Wire 25 Amps | 22B/1636 | Kg. | Electrical
Tinned Copper Fuse Wire 30 Amps | 22B/1637 | Kg. | Electrical
Fuse Wire 35 Amps | 22B/1638 | Kg. | Electrical
Fuse Wire 40 Amps | 22B/1639 | Kg. | Electrical
Tinned Copper Fuse Wire 60 Amps | 22B/1640 | Kg. | Electrical
Tinned Copper Fuse Wire 45 Amps | 22B/1641 | Kg. | Electrical
Tinned Copper Fuse Wire 100 Amps | 22B/1642 | Kg. | Electrical
Electrical
Fuse Wire160 Amps | 22B/1644 | Kg. | Electrical
Copper Wire-1/4” dia | 22B/1645 | Meter | Electrical
Nichrome Resistance Wire 16 SWG | 22B/1646 | Kg. | Electrical
Nichrome Resistance Wire 20 SWG | 22B/1647 | Kg. | Electrical
Fuse Wire 24 SWG | 22B/1650 | Kg. | Electrical
Fuse Wire 28 SWG | 22B/1651 | No. | Electrical
Fuse Wire 33 SWG | 22B/1652 | Kg. | Electrical
Fuse Wire 36 SWG | 22B/1653 | Kg. | Electrical
Fuse Wire 19 SWG 60 Amps | 22B/1654 | Kg. | Electrical
Nickled Chrome Resistance Wire 35 SWG | 22B/1660 | Kg. | Electrical
Nichrome Registance Wire 38 SWG. | 22B/1661 | Kg. | Electrical
Nichrome Registance Wire 22 SWG. | 22B/1662 | Kg. | Electrical
Wire Guard | 22B/1663 | No. | Electrical
Wire Guard For Tube Light | 22B/1665 | No. | Electrical
Wire Guard | 22B/1666 | No. | Electrical
Tape Black-1/2” | 22B/1311 | ROLL | Electrical
Tape Black-3/4” | 22B/1312 | ROLL | Electrical
Tape Black-1” | 22B/1313 | ROLL | Electrical
Tape Black- | 22B/1314 | ROLL | Electrical
Empare Tape ¾” | 22B/1318 | ROLL | Electrical
Connector Size-06 Slots | 22B/1398F | pc | Electrical
Connector Size-4 Slots | 22B/1398G | pc | Electrical
Soldering Iron 125 Watt 220 Volt | 22B/1234 | No. | Electrical
Soldering Iron 25 Watt 220 Volt | 22B/1234A | No. | Electrical
Soldering & De-soldering Station (Hot Gun) | 22B/1240A | No. | Electrical
Coil-220/240 For 75 Watt Soldering Iron | 22B/329 | No. | Electrical
Soldering Iron Coil-45 Watt | 22B/1911 | No. | Electrical
Soldering Iron Coil-75 Watt | 22B/1911A | No. | Electrical
Soldering Iron Coil-100 Watt | 22B/1911B | No. | Electrical
Soldering Iron Coil-200 Watt | 22B/1911C | No. | Electrical
Soldering Iron Coil-300 Watt | 22B/1911D | No. | Electrical
Soldering Iron Bit-45 Watt | 22B/1910 | No. | Electrical
Soldering Iron Bit-75 Watt | 22B/1910A | No. | Electrical
Soldering Iron Bit-100 Watt | 22B/1910B | No. | Electrical
Soldering Iron Bit-200 Watt | 22B/1910C | No. | Electrical
Soldering Iron Bit-300 Watt | 22B/1910D | No. | Electrical
Soldering Iron Bit-60 Watt | 22B/1910E | No. | Electrical
Mobile Set | 22B/945D | No. | Electrical
Mobile Set (Samsung) | 22B/945D | No. | Electrical
Speaker Paqper 8”/10” | 22B/7 | Piece | Electrical
Speaker 100 Watt, 220 Volts 12” dia. | 22B/7A | Piece | Electrical
Loud Speaker | 22B/9 | No. | Electrical
Loud Speakwer Set (Ampilifier + Unit +Horn + Microphone jack) | 22B/12 | Set | Electrical
Horn Type Speaker (25 Watt) | 22B/13 | No. | Electrical
Box Type Speaker (2.5 Watt) | 22B/13A | No. | Electrical
Speaker’s Cord with Screen | 22B/24 | No. | Electrical
Speaker Magnet | 22B/24B | No. | Electrical
Normal Speaker 10 Watt. Size 6" X 6" | 22B/31 | No. | Electrical
Columm/Stand Speaker, 20-40 Watt, 100 Volts. Inpedance: 16Ω /100V. 95DB AHUJA | 22B/1880 | No. | Electrical
Speaker Compact With Tutor Superior Quality (Box Type) 100 Watt, Input 100 Watt, Configuration Two Way, Frequency Response: 55-2000 Hz. 8Ω /90-120DB AHUJA | 22B/1881 | No. | Electrical
Amplifire 230 Volt AC, DC 12 W. | 22B/8 | No. | Electrical
Public Address Amplifier-100 Watt | 22B/11 | No. | Electrical
Amphlifier 60 Watt | 22B/30 | No. | Electrical
Amphlifier 80 Watt | 22B/30A | No. | Electrical
Main Ampilifier Complete Set with Power Supply AC/DC Combined & Music CD/DVD Player 200/250 Watt (Ahuja) | 22B/90A | Set | Electrical
Amplifier-250 Watt (Ahuja) | 22B/90B | Set | Electrical
Main Amplifier AC/DC Combined 400 Watt 220 V. AC, 12/24 Watt DC Point 06Tz 4000 Em. | 22B/93 | Set | Electrical
Audio Mixtuer Machine & Amplifier 400 W. | 22B/100 | No. | Electrical
Audio Mixtuer Machine & Amplifier 250 W. | 22B/101 | No. | Electrical
Amplifire Complete Set With Power Supply AC/DC Combined & Music CD/DVD Player 400 Watt, 6’ Mic & Auxinput Slircd power in put 220 Volts, 250 Volt, 50 Hz, 12/24 Volt, DC AHUJA | 22B/1876 | Set | Electrical
Electrical
Hand Microphone with stand | 22B/15 | No. | Electrical
Microphone With Cord 50 Mtr Frequency Response: 50-16000 Hz, Sensivity 2 MV/PA Inpedance 300 Ω AHUJA | 22B/1877 | No. | Electrical
Cord less Microphone, High Sensitivity with Amplifire, Talk Range: 200-300 Mtr. Taiwan. | 22B/1878 | No. | Electrical
Panging/Table Microphone With Stand Frequency Response: 50-15000 Hz. Sensitivity 2.2 Mv/PA Inpedance 500 Ω AHUJA | 22B/1879 | No. | Electrical
Cordless Type Microphone (Two Stand) Range: 200 Mtr. | 22B/1883 | No. | Electrical
Sound Box Complete set 80 Watt with Ioad machine transformer | 22B/34 | No. | Electrical
Extension Line Card (Single line) for 8 line system including Installation & Programming for Telephone Exchange. | 22B/88 | Set | Electrical
Press to Talk Marine Type | 22B/90 | No. | Electrical
PA Mic Stand With 02 In nos. Clip Type Floor Stand | 22B/1882 | No. | Electrical
Air Presser Horn | 22B/35 | No. | Electrical
Horn Bell 24Volt, DC. | 22B/46 | No. | Electrical
Elephant Type Horn Double 24V. | 22B/47 | No. | Electrical
Electric Horn 24 Volt. 15 Watt | 22B/50 | No. | Electrical
Electric Horn/Motor Siren-24 Volts | 22B/1800 | No. | Electrical
Electric Horn/Sireen – 24 Volt. For Ambulenh | 22B/1800A | No. | Electrical
Electric Horn-24 Volts | 22B/1811 | No. | Electrical
Electric Horn, 220 Volt, AC 2 KW (Marine Type) | 22B/1863 | No. | Electrical
Electric Horn, 24 Volt, DC | 22B/1863A | No. | Electrical
Electric Motor Wistle/Horn (Marine Type) 220V,AC | 22B/1863B | No. | Electrical
Electric Horn-220 Volts | 22B/1905 | No. | Electrical
Action Alarm Horn-24 Volts | 22B/1905A | No. | Electrical
Ships Syren-24 Volt. DC | 22B/1915 | No. | Electrical
Lamp Shades Glass | 22B/836 | No. | Electrical
Lamp Shades Frames. | 22B/837 | No. | Electrical
Internal Light Steel Guard 24 Volts | 22B/853 | No. | Electrical
Remote for Television (Rangs) | 22B/1120 | No. | Electrical
Insulating Black Varnish | 22B/1410 | LAYER | Electrical
IC MC-14093 For IPS | 22B/1742 | No. | Electrical
IC HCF 4077 BE For IPS | 22B/1743 | No. | Electrical
IC- PC-8173 | 22B/1750 | No. | Electrical
Field Transistor (IRFP-260) For IPS | 22B/1751 | No. | Electrical
Nut Screw (as per sample) For IPS | 22B/1752 | Set | Electrical
Rudder Tran meter Sensor | 22B/1766 | No. | Electrical
Bed Lamp Glass-2” Size | 22B/1803 | No. | Electrical
Search Light Glass Hit Proof. | 22B/1809 | No. | Electrical
Porcelain Round Bit ½” X 1/8” | 22B/1830 | No. | Electrical
Amps Meter 0-50 A+ - DC | 22B/1838 | No. | Electrical
Amps Meter 0-30 ± 03 | 22B/1856 | No. | Electrical
Amps Meter 150A-600 A. With C. T. | 22B/1857 | No. | Electrical
Volt Meter 0-500 A. (0-400) | 22B/1858 | No. | Electrical
Electrical
Amps Meter 0-10 Amps With C. T | 22B/1859 | No. | Electrical
Hot Plate Outer dia-23 Cm, 440, 1.5 KW, 3 Phase, | 22B/1872 | No. | Electrical
Calling Bell Bezer type 24 Volts | 22B/38 | No. | Electrical
Coil Gyser with Thermostat | 22B/330 | No. | Electrical
Condenser-1/4” | 22B/340 | No. | Electrical
Automatic PFI Plant 540 KVAR | 22B/32 | Piece | Electrical
IPS Circuit Bord & Accessories | 22B/36 | No. | Electrical
Casing for IPS | 22B/37 | No. | Electrical
Power Cord | 22B/39 | No. | Electrical
Bell Pushes | 22B/41 | No. | Electrical
Bell Indicators | 22B/42 | No. | Electrical
Remote Control Calling Bell-6 Volt | 22B/44 | No. | Electrical
Calling Bell-110 Volt, 50 Cycle AC | 22B/45 | No. | Electrical
General Alarm Bell 220 Volts (Cistarn Calling Bell Bezer type Big Size | 22B/46A | No. | Electrical
Electric Calling Bell GETCO-194 | 22B/48 | No. | Electrical
Calling Bell Marine-24 Volt | 22B/50A | No. | Electrical
Battery Tester | 22B/52 | No. | Electrical
Air Ducket Tee | 22B/72 | No. | Electrical
Air Ducket Bend | 22B/73 | No. | Electrical
Air Lober Cupling Flange | 22B/74 | No. | Electrical
Radio Antina | 22B/126 | Set | Electrical
Motor Alternation Current | 22B/928 | No. | Electrical
Heat Proof Heater Coil Element | 22B/1677 | Meter | Electrical
Heat Overload Sensor (as per sample) | 22B/1679 | No. | Electrical
Heating Mica Cloth (As per sample) | 22B/1683 | ROLL | Electrical
Oscillation Circuit (12 Volt DC) For IPS | 22B/1699 | No. | Electrical
Trigger Circuit (12 Volt DC) For IPS | 22B/1700 | No. | Electrical
Auto Charging Out Off Circuit | 22B/1701 | No. | Electrical
IPS Circuit Complete Set-300 W | 22B/1702 | No. | Electrical
Cassing As per sample For IPS | 22B/1703 | No. | Electrical
Big Board For IPS | 22B/1707 | No. | Electrical
AC Volt Meter (Range 0-50) For IPS | 22B/1723 | No. | Electrical
Lead with Holder | 22B/1726 | No. | Electrical
Rubber Leg For IPS | 22B/1729 | No. | Electrical
XLR Mobile Jack | 22B/1731 | No. | Electrical
IC HA 17339 For IPS | 22B/1745 | No. | Electrical
IC HA 4018 BNC For IPS | 22B/1746 | No. | Electrical
DC Supply Cable (12 volt) | 22B/1747 | No. | Electrical
Programmed IC For IPS | 22B/1755 | No. | Electrical
IC Tiwer 220Volt | 22B/1757 | No. | Electrical
Hit Sink For IPS | 22B/1758 | No. | Electrical
Monogram For IPS | 22B/1760 | No. | Electrical
IPS Complete | 22B/1762 | No. | Electrical
Contac Point Cover (As per sample) | 22B/1831 | No. | Electrical
Carbon Brush (As per sample) | 22B/1832 | No. | Electrical
Carbon Brush (20 x 19 x 191/2) mm | 22B/1836 | No. | Electrical
Volts Meter 0-300 Volts | 22B/1839 | No. | Electrical
Charging Knob | 22B/1843 | No. | Electrical
Volt Meter 0-500 Volt | 22B/1846 | No. | Electrical
Volt Meter 0-30 Volt | 22B/1846A | No. | Electrical
Volt Meter 0-300 Volt | 22B/1846B | No. | Electrical
Amps Meter- 0-20 Amps | 22B/1847 | No. | Electrical
Amps Meter- 5/60 Amps | 22B/1847A | No. | Electrical
Amps Meter- 0-75 Amps | 22B/1848 | No. | Electrical
Amps Meter- 5/100 Amps | 22B/1848A | No. | Electrical
K. Watt Meter 50 KW | 22B/1849 | No. | Electrical
Cable Joiner Jack (Male & Female) | 22B/1896 | Set | Electrical
IC D-1302 (5 Pin) No. | 22B/1899 | No. | Electrical
Colour IC- 10 Amps, 9859 VCLA | 22B/1901 | No. | Electrical
Colour IC- TA-8659 AN) Jungal 9859 VCLA | 22B/1901A | No. | Electrical
Electrical
Cooling Bell-24 Volt DC | 22B/1905B | No. | Electrical
IC- TDA-9381, PSN-2310, 782 | 22B/1906 | No. | Electrical
STR No- DP-9040 | 22B/1916 | No. | Electrical
Window Wipper-24 Volt DC Complete Set | 22B/1917 | Set | Electrical
Window Wipper-220 Volt AC Complete Set | 22B/1918 | Set | Electrical
Link Clip No-125 | 22B/846 | Box | Electrical
Transistor 3055/3775 For IPS | 22B/1709 | No. | Electrical
Power Transistor (For Horn Unit) | 22B/1710 | No. | Electrical
Tuiter, Size:-8” (Magnet Type) | 22B/1727 | No. | Electrical
Tuiter, Size:-12” (Magnet Type) | 22B/1728 | No. | Electrical
Tuiter, 44 XT 80 UM | 22B/1730 | No. | Electrical
Transistor TR-BD-136 | 22B/1898 | No. | Electrical
Transistor TR-D-2499 | 22B/1907 | No. | Electrical
Transistor TR-J-6801(A) | 22B/1907A | No. | Electrical
Transistor 2N-3773 | 22B/1908 | No. | Electrical
Relay 24 Volt DC | 22B/997 | No. | Electrical
Resistance for Welding -100 Ohms | 22B/1166 | No. | Electrical
Timer 230 Volt 20/25 Amps | 22B/1369A | No. | Electrical
Resistor 16, 22, 33, 47, 56, 68, (Assorted) | 22B/1659 | No. | Electrical
Relay-24 Volt DC-8 Pin | 22B/1704 | No. | Electrical
Electrical
Relay-24 Volt DC-11 Pin | 22B/1704A | No. | Electrical
Relay-12 Volt DC For IPS | 22B/1705 | No. | Electrical
Relay-220 Volt AC For IPS | 22B/1706 | No. | Electrical
Resistor 1-K-1 Watt For IPS | 22B/1736 | No. | Electrical
Resistor 1.5-K-1/2 Watt | 22B/1736A | No. | Electrical
Resistor 2-K-2 Watt For IPS | 22B/1737 | No. | Electrical
Regulator IC 7808 For IPS | 22B/1738 | No. | Electrical
Resistor 0.5R (5 Watt) For IPS | 22B/1740 | No. | Electrical
Resistor 4.7 K (10 Watt) For IPS | 22B/1741 | No. | Electrical
Resistor (1/4 Watt) For IPS | 22B/1744 | No. | Electrical
Relay 220 Volts | 22B/1850 | No. | Electrical
Relay 24 Volts | 22B/1851 | No. | Electrical
Phase Failure Relay-5 Amps | 22B/1885C | No. | Electrical
Over Load 10-20 Amps. | 22B/1889 | No. | Electrical
Over Load 38 Amps. | 22B/1889A | No. | Electrical
Relay S RD-12 Volts DC SLC | 22B/1900 | No. | Electrical
Television Set (Philips)-24” (Color) | 22B/1350 | No. | Electrical
Antenna of T. V. Set with Wire | 22B/1351 | Set | Electrical
Television Set (Citizen)-20” | 22B/1352 | Set | Electrical
Television Set (Citizen)-17” | 22B/1353 | Set | Electrical
Leading Wire of Antenna 25 Yds. | 22B/1358 | Meter | Electrical
Texn Element Antenna Complete | 22B/1359 | No. | Electrical
Television Set Black-White (Philips)-24” with Antenna, Cable, | 22B/1360 | No. | Electrical
VCR | 22B/1369 | No. | Electrical
Cooker Electric | 22B/399 | No. | Electrical
Electric Hand Drier (For Toilet) | 22B/503 | No. | Electrical
Techo Generator MAN, Germany With Cable | 22B/1844 | Set | Electrical
Techo Generator Complete RPM-3000, Germany | 22B/1844A | Set | Electrical
Clear View Screen With Motor Complete Set 220 Volt AC/ 24 Volt DC | 22B/1871 | Set | Electrical
Electric Items Testing Equipment | 22B/1919 | Set | Electrical
Silicon Diode 20 Amps + - (X¡­u¡X) | 22B/1119 | No. | Electrical
Rectifier Diode No: 5408 | 22B/1682 | No. | Electrical
Diode (6 Amps) For IPS | 22B/1732 | No. | Electrical
Diode (25 Amps) For IPS | 22B/1733 | No. | Electrical
Diode (150 Amps) Common Cathode. | 22B/1734 | No. | Electrical
Diode (1 Amps) For IPS | 22B/1735 | No. | Electrical
Diode Common Cathode. | 22B/1748 | No. | Electrical
Over Transformer-40 W. | 22B/1373 | No. | Electrical
Transformer 3 Phase For Birth Crane 365 KVA | 22B/1374 | No. | Electrical
Line Transformer (C. T. 300 Amps) | 22B/1374A | No. | Electrical
Electrical
Step Down Tranformer 7.5 KVA | 22B/1374B | No. | Electrical
Auto Transformer (500 Watt) For IPS | 22B/1694 | No. | Electrical
Auto Transformer (200 Watt) For IPS | 22B/1695 | No. | Electrical
Auto Transformer (400 Watt) For IPS | 22B/1696 | No. | Electrical
Driver Transformer (12 Volt DC) For IPS | 22B/1697 | No. | Electrical
Driver Transformer (24 Volt DC) For IPS | 22B/1697A | No. | Electrical
Transformer With Others Accessories For IPS | 22B/1698 | No. | Electrical
Capacitor for Tube light 6 HFD 10% 250 V. 50 Cycles 30+70 | 22B/392 | No. | Electrical
Capacitor for Winch Motor 5% 400 V. 50 Hz, 45 UF | 22B/392A | No. | Electrical
D. F. Capacitor 2.2 MFD, AC | 22B/395 | No. | Electrical
Capacitor 16 MF, 220 Volt. | 22B/395A | No. | Electrical
Ebonite Sheet ¾” | 22B/483 | Kg. | Electrical
Ebonite Rod | 22B/486 | Kg. | Electrical
Ebonite Rod ½” Dia | 22B/491 | Kg. | Electrical
Ebonite Rod ¾” Dia | 22B/492 | Kg. | Electrical
Ebonite Rod 3” Dia | 22B/497 | Kg. | Electrical
Formica Sheet 8’ X 4’ X 1/8” | 22B/524 | Sqm | Electrical
Formica Sheet 8’ X 4’ X 0.7 m.m | 22B/524B | Sqm | Electrical
Electric Motor 2 HP, 3 Phase 50 Cycle, 1430 RPM | 22B/934 | No. | Electrical
Electric Motor 33 KW, 440 Volt 3500 RMP (60 HP) (Ship Store) Panasoinc | 22B/948 | No. | Electrical
Electrical
Compact Bridge Rectifier | 22B/1753 | No. | Electrical
Rectifier | 22B/1837 | No. | Electrical
Bridge Rectifier RB-60 | 22B/1897 | No. | Electrical
Motor Starter 440Volt, AC, Start to Delta For Fresh Water Pump (Dol Starter) | 22B/1885 | No. | Electrical
DOL (Direct On Line) Starter MS-C-35 (Big) | 22B/1885A | No. | Electrical
Star-Delta Starter with Control Box (Pedrollo) For Maintanance Pump | 22B/1885B | No. | Electrical
Star-Delta Starter for Lub Oil & Sea Water Pump Capacity: 7.5 HP/5.5 KW. | 22B/1885D | No. | Electrical
Star-Delta Starter For Bilge Pump, Capacit: 15HP/11 KW | 22B/1920 | No. | Electrical
Star-Delta Starter For Capstant Motor, Capacit: 20HP/15 KW | 22B/1921 | No. | Electrical
Star-Delta Starter For GS & Fire Pump, Capacit: 30HP/22 KW | 22B/1922 | No. | Electrical
Marine Type Water Cooled Air Conditioner 12000 BTU Complete Set | 36B/E/ 17B | Set | Electrical
Air Conditioner Window Type 2 Ton Capacity (Gree) | 36B/E/ 17C | No. | Electrical
Air Break Contactor 3TA-23, 220Volt, 6+6 | 36B/E/ 18 | No. | Electrical
Air Break Contactor K-915-111-10 380 V. | 36B/E/1 | No. | Electrical
Air Break Contactor 3TA-21 220 V. | 36B/E/22 | No. | Electrical
Air Break Contactor 3TA-24 220/440 Volts | 36B/E/25 | No. | Electrical
Air Break Contractor 3TA 43- 220 Volts | 36B/E/26A | No. | Electrical
Air Break Contator 3TB-46 220 Volt | 36B/E/28 | No. | Electrical
Air Break Contator 3TB-46 380 Volt | 36B/E/29 | No. | Electrical
Contacts for Air Break Contactor | 36B/E/200 | No. | Electrical
Contacts for Air Break Contactor 100 A. | 36B/E/202 | No. | Electrical
Air Condition 2 Ton Capacity Split Type | 36B/E/26 | No. | Electrical
Air Break Contactor 65 A. 220 Volt | 36B/E/53 | No. | Electrical
Morganite Carbon-3" (Length +B-1") | 36B/E/55 | No. | Electrical
Morganite Carbon- 11/4" | 36B/E/56 | No. | Electrical
Carbon Brush Round 13/8" X 5/16" | 36B/E/63 | No. | Electrical
Carbon Brush No-38590 8 m.m X 16m.m X 35 m.m | 36B/E/65 | No. | Electrical
Carbon Brushes 3/8" X 7/32" | 36B/E/71 | No. | Electrical
Carbon Brush Squir | 36B/E/81A | No. | Electrical
Carbon Brushes for Large Hand Drilling Machine | 36B/E/85 | No. | Electrical
Carbon Brushes Grade ½ " X 5/8" X11/4" | 36B/E/86 | No. | Electrical
Carbon Brushes Grade ¾"X 11/2" X5/8" | 36B/E/87 | No. | Electrical
Carbon Brushes Grade 1" X 5/16" X 3/16" | 36B/E/90 | No. | Electrical
Carbon Brushes 32X22X8 m.m | 36B/E/92 | No. | Electrical
Carbon Brushes 32X16X8 m.m | 36B/E/93 | No. | Electrical
Carbon Picce Rekafa N076 m.m | 36B/E/95 | No. | Electrical
Carbon Stenmen 20/16-65 BIS 100A | 36B/E/96 | No. | Electrical
Carbon Brushes 47355 444337 | 36B/E/97 | No. | Electrical
Carbon Brush not Below 670% Copper Size 32X19X8 m.m | 36B/E/98 | No. | Electrical
Single Lead Carbon Brush ¾" X ¾ " X 1/4" | 36B/E/100 | No. | Electrical
Electrical
Carbon Brush ½ " X 5/16" X ¾ " | 36B/E/104 | No. | Electrical
Carbon Brush 5/16" X 3/16" X 3/8" | 36B/E/109 | No. | Electrical
Soft Graphite Carbon Brush With two flexible Copper Cord 13/16" X 5/6" X 11/ 4" | 36B/E/110 | No. | Electrical
Soft Graphite Carbon Brush 11/8" X1/4" X 11/8" | 36B/E/118 | No. | Electrical
Medium Soft Graphite Carbon Brush With Single Flexible Cord L-15/16" X B-3/8" X D-1.3/8" | 36B/E/119 | No. | Electrical
Morganite Carbon Brushes 13/16" X 13/16" X 1.1/8" | 36B/E/121 | No. | Electrical
Morganite Carbon Brushes 5/8" X 5/16" X 1" |  | No. | Electrical
Soft Graphite Carbon Brushes With Single Flexible Copper Wire/Lead form | 36B/E/124 | No. | Electrical
Circuit Breaker 30 A. MCCB, 3 Pole (Ship Breaking). | 36B/E/169 | No. | Electrical
Circuit Switch 3 Pole 10 A. 380 Volt. | 36B/E/171 | No. | Electrical
Circuit Breaker Switch 2 Pole 6A. 380V. | 36B/E/172 | No. | Electrical
Circuit Breaker Switch. 5Amps 3 Pole 220 V. | 36B/E/172A | No. | Electrical
Circuit Breaker Switch 40 Amps 230V. | 36B/E/179 | No. | Electrical
Circuit Breaker 2 Pole 60 Amps . | 36B/E/179A | No. | Electrical
Circuit Breaker 2 Pole 25 Amps MCCB | 36B/E/190 | No. | Electrical
Circuit Breaker Switch 200 Amps 3 Pole 440 Volts. | 36B/E/204 | No. | Electrical
Runing Capacitor 35 MFD 380 V. 50 Cy | 36B/E/138 | No. | Electrical
Combined Capacitor 30+5 MFD | 36B/E/209C | No. | Electrical
Cilicazel Drier Nipple type for Refrigerator | 36B/E/218 | No. | Electrical
A.C. Amps Meter 0-100 Amps | 36B/E/500 | No. | Electrical
Harz Meter- 45-65 Hz. | 36B/E/501 | No. | Electrical
A.C. Volt Meter 0-250 Volt | 36B/E/502 | No. | Electrical
Volt Meter Selector Switch D.P | 36B/E/503 | No. | Electrical
K. W. Meter 0-25 K. W. | 36B/E/506 | No. | Electrical
Amps Meter 0.50 Amps | 36B/E/508 | No. | Electrical
Digital Tacho Meter 0-5000 RPM | 36B/E/535 | No. | Electrical
Volt Meter 0-400A.. | 36B/E/541 | No. | Electrical
Volt Meter Size: 51/2" X 51/2" 0-400 V. | 36B/E/542 | No. | Electrical
Amps Meter Size: 51/2" X 51/2" 0-250 V. | 36B/E/543 | No. | Electrical
Gauge Meter-3 Valve | 36B/E/599A | No. | Electrical
Over Load Protector 11/2 Ton Cap. | 36B/E/562 | No. | Electrical
Over Load Protector for Air Conditioner 1 Ton Capacity | 36B/E/564 | No. | Electrical
Over Load Protector for Refrigerator 1/8 HPAC | 36B/E/565 | No. | Electrical
Over Load Protector for Refrigerator 50 Cycles. | 36B/E/566 | No. | Electrical
Over Load Protector for Air Conditioner 220 Volt 50 C. 1. 5HP | 36B/E/567 | No. | Electrical
Over Load Protector for Air Conditioner 220 Volt 1 OHP | 36B/E/568 | No. | Electrical
Over Load Relay 5-15 | 36B/E/576 | No. | Electrical
Over Load Relay 12-18 Amps. | 36B/E/582 | No. | Electrical
Motor Compressor Unit 1/8 HP 220 V. | 36B/E/152 | No. | Electrical
Compressor Motor For Window Type AC-2 Ton Capacity | 36B/E/154F | No. | Electrical
Electrical
Change Over Switch 440 Volts, 3 Phase 200 Amps, Double Handle Heard Spring | 36B/E/713 | No. | Electrical
Automatic Voltage Stabilizer 220 Volt | 36B/E/15 | No. | Electrical
Brush Holder D.C | 36B/E/33 | No. | Electrical
Porcelin Insulator (As per sample) | 36B/E/38 | No. | Electrical
Arma Fiex Tube Insulator 11/2" | 36B/E/40 | Meter | Electrical
Copper Busbar 50 mm X 10 mm Thick | 36B/E/ 211C | Meter | Electrical
Nipple Type Drier 5/8" Size Fly Nut | 36B/E/224 | No. | Electrical
High Tension Fuse for Power Fuse 3 GA1. 215 Sinens Germany 010161 | 36B/E/287 | No. | Electrical
Drop Fuse 11 KV 50 Amps | 36B/E/290 | No. | Electrical
Spare for Refrigerator Gas Leak Detecting Lamp | 36B/E/309 | No. | Electrical
Door Gasket for Refrigerator Magnet Type | 36B/E/312 | Meter | Electrical
Magnet Core for Refrigerator Door Gasket | 36B/E/313 | RFT | Electrical
Electric Heater Element (Tube Type) Dia 5/16 Length 5'1/2" | 36B/E/343 | No. | Electrical
Gauge Ring 4 Amps | 2019-01-22 | No. | Electrical
Gauge Ring 10 Amps | 2019-02-22 | No. | Electrical
Gauge Ring 3/8 Amps | 22/13 | No. | Electrical
Anthy Gron Strips 9 X 16 m.m | 22/18 | No. | Electrical
Anthy Gron Strips 18 X 28 m.m | 22/19 | No. | Electrical
Anthy Gron Strips 16 m.m | 22/20 | No. | Electrical
Anti Speed Gouernor No-5 | 22/30 | No. | Electrical
Ampere meter A-144 NS 100/5A | 22/60 | No. | Electrical
Brass Batten Holder B.C | 22/65 | No. | Electrical
Branch Box 4 Pole (BK) | 22/81 | No. | Electrical
Bush Brass Screw | 22/85 | No. | Electrical
Bush Hange Lead Plated | 22/86 | No. | Electrical
Bush Porcelain | 22/87 | No. | Electrical
Bush Lead 13.5 m.m | 22/88 | No. | Electrical
Electric Cable Various Size (05 PC Cable) | 22/162 | Meter | Electrical
Electric Rubber Insulated & Rubber Sheathed Flexible Cable Size: 4 X 70 mm2 (For 3 Bath Crane) | 22/208 | Meter | Electrical
Flexible Cable Finely Stranded Tinned Copper Conductor, Rubber Insulated Polly Chloroprenc. Size 1X 25 Sqr. m.m | 22/334 | Meter | Electrical
Flexible Cable Finely Stranded Tinned Copper Conductor, Rubber Insulated Polly Chloroprenc. -Do- Type HORN F to VDE 0282 Size- 1X16 Sqr. m.m | 22/335 | Meter | Electrical
Flexible Cable Finely Stranded Tinned Copper Conductor, Rubber Insulated Polly Chloroprenc. -Do- Type HORN F to VDE 0282 Size- 1X10 Sqr. m.m | 22/336 | Meter | Electrical
Cable Termination Box C.I | 22/380 | No. | Electrical
Cable Inlet Metal 18 m.m | 22/387 | No. | Electrical
Cable Box B.K 4X10 m.m | 22/403 | No. | Electrical
Cable Junction Copper 20 m.m | 22/414 | No. | Electrical
Clamp Conduit 5 m.m | 22/417 | No. | Electrical
Cable Conduit 9 m.m | 22/418 | No. | Electrical
Cable Conduit 11 m.m | 22/419 | No. | Electrical
Clamp Metal No-25 | 22/426 | No. | Electrical
Clamp Steel | 22/429 | No. | Electrical
Clamp Conduit (Wall) | 22/430 | No. | Electrical
Clip Wire 11 m.m | 22/434 | No. | Electrical
Connector Porcelain 4. P | 22/438 | No. | Electrical
Circuit Breaker No- 4582 Pole 10 Amps | 22/442 | No. | Electrical
Fitting Plastic | 22/445 | No. | Electrical
Creep Unit 220/380 V. O/H CRANE | 22/453 | No. | Electrical
Contact Parts on Distribution Point | 22/470 | No. | Electrical
Electric Controller Type DHF-40 | 22/482 | No. | Electrical
Siemens Controller for Portal Travel Motor 8 Tons | 22/483 | No. | Electrical
Siemens Controller for Hoist Motor 8 Tons | 22/484 | No. | Electrical
Floor Controller for Hoist Over Head Tranelling Crane | 22/490 | No. | Electrical
Distribution Board No-4 | 22/516 | No. | Electrical
C.I. Distribution Box | 22/520 | No. | Electrical
Dowel Screw Steel 20 m.m | 22/524 | No. | Electrical
Motor for Damage O/M Crane. | 22/554 | No. | Electrical
Electric Interiors With B.C. Holder | 22/59 | No. | Electrical
Cartidge Fuse 4 Amps | 22/609 | No. | Electrical
Cartridge Fuse 6 Amps | 22/611 | No. | Electrical
Cartridge Fuse 10 Amps | 22/612 | No. | Electrical
Cartridge Fuse 15 Amps | 22/614 | No. | Electrical
Cartridge Fuse 20 Amps | 22/615 | No. | Electrical
Cartridge Fuse 35 Amps | 22/618 | No. | Electrical
5 SB 431 Diazed Fuse Plug 500V. Cartridge Puse 80 Amps | 22/624 | No. | Electrical
5 SB 431 Diazed Fuse Plug 500V. Cartridge Puse 100 Amps | 22/625 | No. | Electrical
Fuse Low Tension Duty | 22/644 | No. | Electrical
Fuse Low Tension Duty 60 Amps | 22/645 | No. | Electrical
Fuse Low Tension Duty 63 Amps | 22/646 | No. | Electrical
H.R.C. Fuse Inserts 80 Amps | 22/647 | No. | Electrical
H.R.C. Fuse Inserts 80 A. 100KA RMS | 22/647A | No. | Electrical
Fuse Low Tension Duty 169 Amps | 22/650 | No. | Electrical
H.R.C. Fuse Inserts | 22/651 | No. | Electrical
H.R.C. Fuse Inserts 200 Amps | 22/651A | No. | Electrical
Fuse Low Tension Duty 260 Amps | 22/652 | No. | Electrical
Fuse Low Tension Duty 300 Amps | 22/653 | No. | Electrical
Fuse Low Tension Duty 350 Amps | 22/654 | No. | Electrical
Fuse Low Tension Duty | 22/655 | No. | Electrical
Fuse Low Tension Duty 430 Amps | 22/656 | No. | Electrical
Fuse Low Tension Duty 500 Amps | 22/657 | No. | Electrical
Fuse Low Tension Duty 500 Amps | 22/658 | No. | Electrical
01027:5 SH 112 Screw Cap D-11 | 22/664 | No. | Electrical
Fuse High Tension Duty Type H 334 | 22/671 | No. | Electrical
Fuse Holder Screw 100 Amps. | 22/676 | No. | Electrical
Fuse Holder Screw 500 Amps. | 22/677 | No. | Electrical
5 SH 123 Screw Cap K-111 63 Amps | 22/678 | No. | Electrical
Diazed Type Time Delay Cartridge Fuse Base 63Amps. | 22/687 | No. | Electrical
Diazed Fuse Base EZ Siries 1 Pole E-33,63A F Screw Mounting Calmp. | 22/688 | No. | Electrical
Fuse Base 100 Amps | 22/691 | No. | Electrical
01003: 3 NA 1220 H.R.C. Fuse Link 80 A Size-1. | 22/696 | No. | Electrical
01004: 3 NA 1328 H.R.C. Fuse Link 300 A Size-2. | 22/697 | No. | Electrical
01005:3GAI 115 HV HRC Fuse 6/7 2KV 40A. Dimension E. | 22/698 | No. | Electrical
01014: 3NA 1217. HRC Fuse Link 50A. Size-1 | 22/699 | No. | Electrical
Fuse Units 30 Amps | 22/702 | No. | Electrical
01023: 3NA 4260 Moulded Plastic HRC Fuse Link 400A Size-2 | 22/703 | No. | Electrical
Fuse Low Voltage HRC R. 1240.1 Rated 50 Amps | 22/725 | No. | Electrical
Fuse Low Voltage HRC 63 Amps | 22/726 | No. | Electrical
Fuse Low Voltage HRC NA 36 Amps | 22/728 | No. | Electrical
Holder for Hand Lamp | 22/834 | No. | Electrical
Bulb Handle for Electric Controller | 22/850 | No. | Electrical
Heating Elements for Seasoning Plant 25.2K.W. 380 V. 50 HZ. | 22/862 | No. | Electrical
Insulating Paper for Under Ground Cab. | 22/902 | No. | Electrical
Insulator for Bush ber with 20 m.m | 22/906 | No. | Electrical
Porcelain Insulator With Rail Clamp | 22/907 | No. | Electrical
Schienestuetze B.SK Bush ber Insulator White Color | 22/909 | No. | Electrical
M 050 25A 102 A-4 Phase Sequence Indicator | 22/914 | No. | Electrical
Indoor Bushing With Gouered Porcelain Type 400 | 22/921 | No. | Electrical
Insulating Coupling Picce. Switch | 22/922 | No. | Electrical
Junction Box 3 Way | 22/941 | No. | Electrical
Junction Box Porcelain | 22/950 | No. | Electrical
Brass Locking Nut 11 m.m | 22/1026 | No. | Electrical
Brass Locking Nut 13.5 m.m. | 22/1027 | No. | Electrical
Brass Locking Nut 21 m.m. | 22/1029 | No. | Electrical
Brass Locking Nut 29 m.m. | 22/1030 | No. | Electrical
Locking Nut 36 m.m. | 22/1031 | No. | Electrical
Lamp Shade With Holder (Double). | 22/1036 | No. | Electrical
Lower Parts for Bulb Fittings. | 22/1040 | No. | Electrical
Lower Parts for Bulb Holder (Big). | 22/1042 | No. | Electrical
Lower Parts for Spherical Glass No-4879 | 22/1050 | No. | Electrical
Lower Parts for Spherical Glass No-4878 | 22/1051 | No. | Electrical
Lamp Bulb 24 Volt 25 Watt. | 22/1063 | No. | Electrical
Lamp Bulb C 4 Volt 13 CD. | 22/1070 | No. | Electrical
Lamp Bulb 220 Volt 25 CD. | 22/1074 | No. | Electrical
Lamp Bulb Current Indication 38-45 AC | 22/1085 | No. | Electrical
Neon Bulb GTN-220 | 22/1095 | No. | Electrical
Lamp Holder B.C | 22/1110 | No. | Electrical
Magnet Complete Without Shade Resistance Use with Electric Tracer | 22/1127 | No. | Electrical
Magnet Switch 4820 | 22/1128 | No. | Electrical
Motor Condenser 2 MFD | 22/1132 | No. | Electrical
Motor and Starter Spares. | 22/1134 | No. | Electrical
Motor for Man Luffing Crane 220V/380 Type | 22/1138 | No. | Electrical
1LS 3163 4AA 20 3 Phase Motor SLIPR Rotor 1P 54 15000 Reu 220/380 | 22/1144 | No. | Electrical
Bathe Fittings | 22/1218 | No. | Electrical
Porcelain Separator/Insulator | 22/1269 | No. | Electrical
Socket for Plug 3 WTS Femal | 22/1288 | No. | Electrical
Plug Coupler | 22/1291 | No. | Electrical
Plug Concentric Insotion 10 Amps | 22/1294 | No. | Electrical
Plug Pin Single Point | 22/1300 | No. | Electrical
Plug Socket 4 Pin 25Amps 500Volt | 22/1320 | Set | Electrical
Plug Socket With Cower 10/15A. Cover | 22/1328 | No. | Electrical
Socket 3 Phase With Cover and Semi Circular Holes 15 Amps 380 Volt. | 22/1329 | No. | Electrical
Plug for 3 Phase Socket 15 Amps | 22/1330 | No. | Electrical
Porcelain Insulator With Carbon Brushes | 22/1339 | No. | Electrical
Porcelain Insulator for C.I Socket | 22/1343 | No. | Electrical
Porcelain Lamp Holder Screw Type | 22/1349 | No. | Electrical
Water Tight Socket 2 Pole 15Amps. | 22/1360 | No. | Electrical
01052 : 5UQ 4577 Plug 4 Pole 500Volt 63 Amps | 22/1365 | No. | Electrical
Plug Weather Proof 63 Amps | 22/1366 | No. | Electrical
Rectifier Unit for Gas Cutting | 22/1415 | No. | Electrical
Resistance Type SAE Welwyd BU 3-300 Ohncs 13/64" Dia | 22/1423 | No. | Electrical
Rheostat L-225 64 Ohms | 22/1424 | No. | Electrical
01061: 3UA 4300 8A R. Over Current Realy 100-135A Single Unit Installation | 22/1435 | No. | Electrical
01035: 3LB 5237 3 FA 01 Star Delta Switch 22KW Front Plate 72X72 m.m Pcs. | 22/1481 | No. | Electrical
01036: 3LB 6237 3 FA 01 Star Delta Switch 37KW Front Plate 72X72 m.m | 22/1482 | No. | Electrical
01039: 3LB2 227 2FA 01 Star Delta Switch 7.5KW Front Plate 65X65 m.m | 22/1488 | No. | Electrical
Type SD 2N Hand Operated Air Break Star Delta Starter 322/A/ H.P.16/25 | 22/1500 | No. | Electrical
Limit Switch Type HE 40-29 for 380Volt 50 Cycles | 22/1507 | No. | Electrical
Socket Concentric Brass 1 Way | 22/1518 | No. | Electrical
Flesh Mounting Socket 3 Pin 6 Amps 220 Volt. | 22/1524A | No. | Electrical
Separator No 5229 | 22/1541 | No. | Electrical
Separator No 5230 | 22/1542 | No. | Electrical
Shore Connection Box | 22/1545 | No. | Electrical
Tee Joint Brass 3 m.m | 22/1637 | No. | Electrical
Transformer 3 Phase 380/220 Volt | 22/1651 | No. | Electrical
Transformer 3 Phase 380/42 Volt | 22/1654 | No. | Electrical
Wire Guird Brass | 22/1766 | No. | Electrical
Air Break Contactor K-915, 111 | 36E/13 | No. | Electrical
Adapter Screw for 25 Amps Fuse Base Ordering No-553/6 | 36E/39 | No. | Electrical
B1-Relay S.S.W Anbaugr 2.4A M SSP | 36E/40 | No. | Electrical
01085 : 3TB54 14-OAQ Contactor Size-10,3 Poles Open Type | 36E/54 | No. | Electrical
01085 : 3TB52 14-OAMQ Contactor Size-8,3 Poles Open Type | 36E/56 | No. | Electrical
Siemens Make Contactor Type 3TB5014 OAMQ With 4 No+ 4 NC | 36E/60 | No. | Electrical
N-76 m.m for DEMAG) /H Crane Carbon Pice Rekafa. | 36E/64 | No. | Electrical
3TC 4417-OAM4 Contactor Size 2 Pole DC 2 NO+ 2 NC 220 Volt. | 36E/65 | No. | Electrical
Carbon Brushes Size: 13/4" X 11/2" X 5/8" | 36E/75 | No. | Electrical
Carbon Brushes Size: 13/4” X 5/8” X 3/8” | 36E/76 | No. | Electrical
Carbon Brushes Size: 11/4”X 11/2” X 5/8” | 36E/81 | No. | Electrical
Carbon Holder Yoke 47355844 337 | 36E/110 | No. | Electrical
01065 : 3TYI 243-06 Magnet Coil F Contactor Size 4 500V. | 36E/115 | No. | Electrical
01066 : 3TYI 243-263 O5 Magnet Coil F Contactor Size 6 500V. 50 HZ | 36E/116 | No. | Electrical
01067 : 3TYI 283-263 O5 Magnet Coil F Contactor Size 8 500V. 50 HZ | 36E/117 | No. | Electrical
01068 : 3TYI 283-303 O5 Magnet Coil F Contactor Size10 500V. 50 HZ | 36E/118 | No. | Electrical
01076 : 3TY4 803-OARI Magnet Coil 420V. 50 HZ | 36E/119 | No. | Electrical
01079 : 3TY4 803-OARI Magnet Coil 420V. 50 HZ | 36E/120 | No. | Electrical
01071: 3TY6 463-OAMO Coil for Contactor 3TB 46 220V. 50HZ/ | 36E/122 | No. | Electrical
Contacts for Air Break | 36E/131 | Set | Electrical
Magnetic Coil 380V., 50 50566744287 | 36E/133 | No. | Electrical
Magnetic Coil 220V., 50 56644 | 36E/134 | No. | Electrical
3TY 7480-OA Fixed and Moving Contacts for 3 TF 48 Contactor | 36E/136 | No. | Electrical
Motor Protection Circuit Breaker 3VC 5110-2M 440Volt | 36E/145 | No. | Electrical
Magnet Coil 220 Volt. | 36E/148 | No. | Electrical
Magnetic Coil Triple Pole AC Contactor 380 Volt. | 36E/149 | No. | Electrical
Operating Coil 220V. 50H/Z for Contactors K-916 F-20 No-3TY 2223 OM | 36E/178 | No. | Electrical
Operating Direct Current for Contactor K-916 11-2 O No-2TY 2223. | 36E/179 | No. | Electrical
Single Pole Porcelain fuse Bases Type R-1237 1630 Rated | 36E/252 | No. | Electrical
Fuse Bases for 100 A Ordering No-5SF 140. | 36E/256 | No. | Electrical
3NH7 420 NH Fuse Base for Contactors up tp 1500m.m 250A 500V. | 36E/259 | No. | Electrical
Fuse Bases Open Single Pole for fuse Size-2 Type | 36E/260 | No. | Electrical
Fuse Bases Open Single Pole for fuse Size-1 Type Sist 200/1 | 36E/261 | No. | Electrical
Siemens Corrugated Insulator type RIS 50 500Volt | 36E/342 | No. | Electrical
Intermediate frames K-50/440-1 | 36E/346 | No. | Electrical
01104 : MO 1085-E 2340 Moving Iron Mechanism A 144 NS O to 100A | 36E/470 | No. | Electrical
01106 : MO 1085-E 4320 Moving Iron Mechanism A 144 NS 200A/5A | 36E/472 | No. | Electrical
01101 : MO 1085-E 2310 Moving Iron Mechanism A 144 NS OTO 60 Amps | 36E/477 | No. | Electrical
01102 : MO 1085-E 4300 Moving Iron Mechanism A 144 NS 150 Amps 5 A | 36E/478 | No. | Electrical
01104 : MO 1085-P 3340 Moving Coil Mechanism D 144 NS 250 Amps | 36E/481 | No. | Electrical
Spare Motor SYK 380 Volt | 36E/484 | No. | Electrical
Rheostats Type B-7379 | 36E/635 | No. | Electrical
Bimatal Relays Type R/1328, 200 | 36E/641 | No. | Electrical
Switch Auxiliary for Circuit Breaker. | 36E/654 | Set | Electrical
Star Delta Starter 25 Amps. | 36E/666 | No. | Electrical
Star Delta Starter 30Amps. | 36E/667 | No. | Electrical
Selen Bridge Rectifier B-50, 3-4 (Spare For Planning Machine) | 36E/673 | No. | Electrical
Spares for Planing M/C Slow Acting Relay Eborle | 36E/674 | No. | Electrical
Solenold Coil for Low Voltage | 36E/677 | No. | Electrical
Slip Ring Body 47352544- 337 | 36E/678 | No. | Electrical
Time Relay RS-120- 220 Volt. | 36E/686 | No. | Electrical
01010 : 3 PX 9100-1A C Com. 16 Pieces Necessary each. | 36E/708 | No. | Electrical
01011 : 3 PX 9110-1A C Com. 21Pieces Necessary each. | 36E/709 | No. | Electrical
Voltage Sitting Potentiometer | 36E/780 | No. | Electrical
Current Sitting Potentiometer 221.663. | 36E/781 | No. | Electrical
Electrical
Socket for Remote Control PLNR 5 487584 | 36E/782 | No. | Electrical
Socket Box for Remote Control PL NR 5, 488,043 | 36E/783 | No. | Electrical
Adjustable Resistor 100 Ohms. | 36E/784 | No. | Electrical
Adjustable Resistor 47 Ohms | 36E/785 | No. | Electrical
Field Winding PL NR 587847 | 36E/786 | No. | Electrical
Handle Complete PL NR 5,488,045 | 36E/787 | No. | Electrical
Nut for Switch Box PL NR 5,487,752 | 36E/788 | No. | Electrical
Star Delta Starter PL NR 5,487,595 | 36E/789 | No. | Electrical
Range Selector Switch PL NR 5, 4875, 487 597 | 36E/790 | No. | Electrical
01110: 3LB2 237 IRAOI Volt Meter Selector Switch front Plate 72X72 m.m | 36E/793 | No. | Electrical
01110: 3LB 323 R 01 Volt Meter Selector Switch 25 Amps Front Plate 72 X 72 m m. | 36E/794 | No. | Electrical
Sigma Cover 280 Yellow Green | 2019-01-27 | Liters | Electrical
Paint Sigma Cover 300 Brown | 2019-05-27 | Liters | Electrical
Paint Sigma Cover 510 Black | 2019-10-27 | Liters | Electrical
Paint Sigma Ecofleet 238 Brown | 27/15 | Liters | Electrical
Paint Sigma Ecofleet 238 Red Brown | 27/20 | Liters | Electrical
Paint Sigma Eco/ Leeft 290 (S) Black | 27/25 | Liters | Electrical
Sigma Thinner 91-92 | 27/30 | Liters | Electrical
Sigma Thinner 91-79 | 27/32 | Liters | Electrical
Sigma Thinner 90-53 | 27/34 | Liters | Electrical
Electrical
Sigma Thinner 21-06 | 27/36 | Liters | Electrical
Sigma Cover 456 Grey 5163 | 27/44 | Liters | Electrical
Sigma Cover 456 Black 8000-7460 | 27/48 | Liters | Electrical
Paint Penguard Primer (Red) (Jotun) | 27/60 | Liters | Electrical
Paint Jutaguard-85 Brown (Jotun) | 27/64 | Liters | Electrical
Paint Safegurad Universal (ES Red) (Jotun) | 27/66 | Liters | Electrical
Jotamastic -87 of white | 27/67 | Liters | Electrical
Paint Antifouling Seaforce 60 Lt/Dark (Red) (Jotun) | 27/68 | Liters | Electrical
Paint Antifouling Seaforce 90 Lt/Dark (Red) (Jotun) | 27/70 | Liters | Electrical
Antifouling Seaforee 90 Black (Jotun) | 27/71 | Liters | Electrical
Thinner No-7 (Jotun) | 27/72 | Liters | Electrical
Thinner No-17 (Jotun) | 27/74 | Liters | Electrical
Thinner No-10 (Jotun) | 27/75 | Liters | Electrical
Hard Top As Rad -7040 | 27/77 | Liters | Electrical
Interguard-269 Red Base EGA-088 | 27/78 | Liters | Electrical
Interguard-269 Curing Agent EGA-089 | 27/79 | Liters | Electrical
Interguard-262 (Red Base) KHA-303 | 27/80 | Liters | Electrical
Interguard-262 Curing Agent KHA-062 | 27/81 | Liters | Electrical
Interguard-263 (Light Gray) FAJ-034 | 27/82 | Liters | Electrical
Interguard-263 (Curing Agent) FAA 262 | 27/83 | Liters | Electrical
Electrical
Tank Guard 412 White | 27/91 | Liters | Electrical
Tank Guard 412 Grey | 27/91A | Liters | Electrical
Tank Guard 412 Red (Com- A & B) | 27/92 | Liters | Electrical
Jutamastic-80 Aluminium Red (Com- A & B) | 27/102 | Liters | Electrical
Jutamastic-80 Aluminium (Com- A & B) | 27/102A | Liters | Electrical
Jutamastic-80 Grey (Com- A & B) | 27/103 | Liters | Electrical
Jotacoat UNI N-10 Gey | 27/110 | Liters | Electrical
Jotun Antifouling Seaconomy-700 Brown | 27/119 | Liters | Electrical
Jotun Antifouling Seaconomy-700 Red Brown | 27/120 | Liters | Electrical
Jotun Shop Primer Muki EPS Grey (Com- A & B) | 27/121 | Liters | Electrical
Jotun Hard Top As Pure White | 27/142 | Liters | Electrical
Jotun Hard Top As Cobalt Blue | 27/144 | Liters | Electrical
Jotun Hard Top As Tele Grey | 27/146 | Liters | Electrical
Jotun Hard Top As Light Grey | 27/148 | Liters | Electrical
Hard Top XP (Hard top A+B XP) (Ral-2008) Orange Color | 27/150 | Liters | Electrical
Hempadur Quattro 17634, Beige color-17636 | 27/201 | Liters | Electrical
Hempadur Quattro 17634, Red-17636 | 27/202 | Liters | Electrical
Hempadur Quattro 17634, Yellowish Grey-45187 | 27/203 | Liters | Electrical
Hempel’s Antifouling Oceanic 73950 Brown, | 27/205 | Liters | Electrical
Hempel’s Antifouling Oceanic 73950 Red, | 27/206 | Liters | Electrical
Electrical
Hempel’s Antifouling Oceanic 73950 Black, | 27/207 | Liters | Electrical
Hempel’s Thinner 08450 | 27/209 | Liters | Electrical
Hempel’s Thinner 08080 | 27/210 | Liters | Electrical
Interspeed 6200 (Brown) BQA 624 | 27/84 | Liters | Electrical
International Thinner GTA-220 | 27/86 | Liters | Electrical
Interspeed 6200 (Red) BQA 628 | 27/85 | Liters | Electrical
International (Cleaner) Thinner GTA-822 | 27/87 | Liters | Electrical
International Thinner GTA-007 | 27/88 | Liters | Electrical
Interswift 6600 (Balck) BMA 669 | 27/89 | Liters | Electrical
Intershield 300 (Part-B) | 27/90 | Liters | Electrical